## Register Aug16_shared file
UNIVERSITY OF MANCHESTER
Capital equipment Register as at August 2016
Values
Faculty | School | Asset number | Name of Equipment / Make and Model | Purchase year | Commission date | Written Off Year | Manufacturer | Description | Location | Order number | End of UEL Date | Technical Owner | Academic Owner | Working Condition | Technical Capability | Principal use | Available spare capacity | Facility | taxonomy code | Class | Order | Genus | Asset Activity code | Sum of Total Cost | Sum of Fixed Asset NBV | Sum of Aug-16
EPS | CEAS | D0030 | Process Control System | 11-12 | 2013-07-01 |  | Donated by Siemens | Process Control System | James Chadwick Building, Rm 3.003 |  | 2016-07-01 | John Cuffe | Peter Martin | 1 Good | 1 State of art | 3 Research and Teaching | 0 |  | 6D1 | 6. Infrastructure | D. Laboratory | 1. Fluids | AA02927 | 100000 | 0
EPS | CEAS | E00042 | Robotic dispensing system | 03-04 | 2006-08-01 06:00 |  | Intertronics | Intertronics - Robotic dispensing system |  |  | 2009-08-01 | [5 empty] | 0 | [5 empty] | NIA0013 | 4445 | 0
EPS | CEAS | E00088 | HEL Software upgrade | 02-03 | 2004-08-01 18:00 |  |  | HEL Software upgrade | D42 jackson Mill |  | 2009-08-01 |  | A Garforth | 1 Good | 3 Adequate |  | 0 | [5 empty] | JCE2908 | 13908.61 | 0
EPS | CEAS | E00230 | MARK 1 B/E ERT SYSTEM | 97-98 | 1999-08-01 12:00 |  |  | 1-MARK 1 B/E ERT SYSTEM |  |  | 2009-08-01 | [5 empty] | 0 | [5 empty] | N03002 | 13680 | 0
EPS | CEAS | E00284 | Ionoptika IOG | 03-04 | 2003-07-01 12:00 |  | Ionoptika | Ionoptika IOG 25 conversion | Prof Vickerman |  | 2013-07-01 | [5 empty] | 0 | [5 empty] | LC10011 | 9054.78 | 0
EPS | CEAS | E00285 | 3 tank system | 03-04 | 2003-07-01 12:00 |  | Bespoke | 3 tank system | John Cuff |  | 2013-07-01 | John Cuffe | John Cuffe | 1 Good | 2 Good | 3 Research and Teaching | 0.5 | [5 empty] | LC10017 | 6900.47 | 0
EPS | CEAS | E00293 | CEMIST HYDRO 2000MU | 02-03 | 2002-07-01 12:00 |  | Malvern | CEMIST HYDRO 2000MU | Liz Davenport |  | 2012-07-01 | Liz Davenport | Liz Davenport | 1 Good | 2 Good | 2 General purpose research | 0.3 |  | 3M1 | 3. Materials Characterisation | M. Physical Properties | 1. Particle Size Analysis | LC10017 | 5029.21 | 0
EPS | CEAS | E00294 | Offline Measuring System | 02-03 | 2002-07-01 12:00 |  | Branscan | Branscan B2000 Offline Measuring System | J/A31 The Mill |  | 2012-07-01 | [5 empty] | 0 | [5 empty] | LC10017 | 8347.48 | 0
EPS | CEAS | E00301 | Hydrogen Generator | 02-03 | 2002-07-01 12:00 |  | Matheson | Hydrogen Generator | B23 JACKSON MILL |  | 2012-07-01 | Liz Davenport | Liz Davenport | 1 Good | 2 Good | 2 General purpose research | 0 | GCMShttp://www.chemistry.manchester.ac.uk/research/facilities/ |  |  |  |  | LC10017 | 5987.15 | 0
EPS | CEAS | E00302 | Ultrasonic Sonicator | 02-03 | 2002-07-01 12:00 |  |  | Ultrasonic Sonicator | D47 The Mill |  | 2012-07-01 | [5 empty] | 0 | [5 empty] | LC10017 | 5110.96 | 0
EPS | CEAS | E00308 | Agilent Network GC system | 03-04 | 2004-08-01 18:00 |  | Agilent | Agilent Network GC system | E57 The Mill |  | 2009-08-01 | [5 empty] | 0 | [5 empty] | JCE2908 | 230714.76 | 0
EPS | CEAS | E00309 | Turbiscan TLAB Thermo | 03-04 | 2004-08-01 18:00 |  | Formulaction | Turbiscan TLAB Thermo | Mill G2 |  | 2009-08-01 | James Winterburn | Alistair Martin | 1 Good | 2 Good | 3 Research and Teaching | 0 |  | 3K5 | 3. Materials Characterisation | K. Mechanical Properties | 5. Tribometer | JCE2908 | 25336.02 | 0
EPS | CEAS | E00310 | Image capture | 03-04 | 2004-08-01 18:00 |  |  | Image capture and analysis suite | D46 Jackson Mill |  | 2009-08-01 | Ghazala Sadiq | Roger Davey | 1 Good | 2 Good | 2 General purpose research | 0 | [5 empty] | JCE2908 | 18761.54 | 0
EPS | CEAS | E00328 | Varian - GC CP3800 and combipal A/S | 03-04 | 2003-07-01 12:00 |  | Varian | Varian - GC CP3800 and combipal A/S | The Mill B23 |  | 2013-07-01 | Liz Davenport | Liz Davenport | 2 Adequate | 3 Adequate | 3 Research and Teaching | 0.1 |  | 3l5 | 3. Materials Characterisation | L. Chemical Analysis | 5. Chromatography | LC10045 | 45639.36 | 0
EPS | CEAS | E00329 | Bench top GCMS | 03-04 | 2003-07-01 12:00 |  | Agilent | Bench top GCMS | The Mill B23 |  | 2013-07-01 | Liz Davenport | Liz Davenport | 1 Good | 2 Good | 2 General purpose research | 0.2 |  | 3l5 | 3. Materials Characterisation | L. Chemical Analysis | 5. Chromatography | LC10017 | 88350.76 | 0
EPS | CEAS | E00330 | Auto liquid chromatograph | 03-04 | 2003-07-01 12:00 |  | Varian | Auto liquid chromatograph | The Mill B23 |  | 2013-07-01 | Liz Davenport | Liz Davenport |  |  |  | 0 |  | 3l5 | 3. Materials Characterisation | L. Chemical Analysis | 5. Chromatography | LC10017 | 81444.82 | 0
EPS | CEAS | E00331 | Spectro-Photometer | 03-04 | 2003-07-01 12:00 |  | Shimadzu | Spectro-Photometer | The Mill B23 |  | 2013-07-01 | Liz Davenport | Liz Davenport | 1 Good | 2 Good | 3 Research and Teaching | 0.5 |  | 3B1 | 3. Materials Characterisation | B. Spectrometry | 1. Spectrophotometry | LC10017 | 52790.54 | 0
EPS | CEAS | E00332 | Krypton Lamps | 03-04 | 2003-07-01 12:00 |  |  | Krypton Lamps |  |  | 2013-07-01 | [5 empty] | 0 | [5 empty] | LC10017 | 42180.63 | 0
EPS | CEAS | E00333 | Mercury Intrusion System | 03-04 | 2003-07-01 12:00 |  | CE Instruments | Mercury Intrusion System | The Mill B23 |  | 2013-07-01 | Liz Davenport | Liz Davenport | 1 Good | 2 Good | 2 General purpose research | 0.2 |  | 3M1 | 3. Materials Characterisation | M. Physical Properties | 1. Particle Size Analysis | LC10017 | 25905.94 | 0
EPS | CEAS | E00334 | Spectro-Photometer | 03-04 | 2003-07-01 12:00 |  |  | Spectro-Photometer | E6 Morton Lab |  | 2013-07-01 | [11 empty] | LC10017 | 17846.31 | 0
EPS | CEAS | E00335 | halcyonics vibration tables | 03-04 | 2003-07-01 12:00 |  | Halcyonics | 3 halcyonics vibration tables | two tables in D43, third table in D47 |  | 2013-07-01 | Ghazala Sadiq | Roger Davey | 1 Good | 2 Good | 2 General purpose research | 0.6 | [5 empty] | LC10017 | 16013.32 | 0
EPS | CEAS | E00336 | Cryostream cooler | 03-04 | 2003-07-01 12:00 |  |  | Cryostream cooler | Xray, Chemistry Dept |  | 2013-07-01 | [5 empty] | 0 | [5 empty] | LC10017 | 14409.46 | 0
EPS | CEAS | E00337 | QUANTA200 scanning electron | 03-04 | 2003-07-01 12:00 |  | FEI | QUANTA200 scanning electron | A13 jackson Mill |  | 2013-07-01 | Patrick Hill | Patrick Hill | 1 Good | 2 Good | 3 Research and Teaching | 0 |  | 3E1 | 3. Materials Characterisation | E. Electron/Ion Microscopy | 1. Scanning | LC10017 | 10845.95 | 0
EPS | CEAS | E00338 | Image capture analysis suite | 03-04 | 2003-07-01 12:00 |  |  | Image capture analysis suite | D46 Jackson Mill |  | 2013-07-01 | Ghazala Sadiq | Roger Davey |  |  |  | 0 | [5 empty] | LC10017 | 8692.76 | 0
EPS | CEAS | E00345 | LC MS MS (TQ) system | 02-03 | 2002-07-01 12:00 |  | Varian/Agilent | LC MS MS (TQ) system | The Mill B23 |  | 2012-07-01 | Liz Davenport | Liz Davenport | 1 Good | 2 Good | 3 Research and Teaching | 0.3 | [5 empty] | LC10045 | 223623.07 | 0
EPS | CEAS | E00346 | ICP MS system | 02-03 | 2002-07-01 12:00 |  | Perkin Elmer | ICP MS system | F1 Jackson Mill |  | 2012-07-01 | Beth Willneff | Sven Schroeder |  |  |  | 0 | [5 empty] | LC10045 | 160480.71 | 0
EPS | CEAS | E00347 | GC/MS/MS system | 02-03 | 2002-07-01 12:00 |  |  | GC/MS/MS system | The Mill B23 |  | 2012-07-01 | Liz Davenport | Liz Davenport | 1 Good | 2 Good | 3 Research and Teaching | 0.5 | [5 empty] | LC10045 | 86650.44 | 0
EPS | CEAS | E00348 | Laser | 02-03 | 2002-07-01 12:00 |  | Perkin Elmer | Laser ablation system 213 mm | F1 Jackson Mill |  | 2012-07-01 | Beth Willneff | Sven Schroeder |  |  |  | 0 | [5 empty] | LC10045 | 72519.29 | 0
EPS | CEAS | E00349 | Spectrometer | 02-03 | 2002-07-01 12:00 |  |  | Fluorescence spectrometer | F6 Jackson mill |  | 2012-07-01 | Eric Warburton | Krishna Persaud | 1 Good | 2 Good | 2 General purpose research | 0.75 |  | 3A7 | 3. Materials Characterisation | A. Spectroscopy | 7. Fluorescence | LC10045 | 55337.39 | 0
EPS | CEAS | E00350 | Spectrometer | 02-03 | 2002-07-01 12:00 |  |  | Lambda 35 UV/VI's Spectrometer | F7 Jackson mill |  | 2012-07-01 | Krishna Persaud | Krishna Persaud | 3 Poor - Inoperable | 4 No longer adequate | 3 Research and Teaching | 0 | [5 empty] | LC10045 | 21372.6 | 0
EPS | CEAS | E00351 | Hydrogen, Nitrogen air generator | 02-03 | 2002-07-01 12:00 |  |  | Hydrogen, Nitrogen air generator | The Mill B23 |  | 2012-07-01 | Liz Davenport | Liz Davenport | 1 Good | 2 Good | 3 Research and Teaching | 0 | [5 empty] | LC10045 | 21191.29 | 0
EPS | CEAS | E00352 | Spectrometer | 02-03 | 2002-07-01 12:00 |  |  | Perkin Elmer spectrometer | F6 Jackson mill |  | 2012-07-01 | [11 empty] | LC10045 | 18379.95 | 0
EPS | CEAS | E00355 | Doppler system | 02-03 | 2002-07-01 12:00 |  |  | Doppler system |  |  | 2012-07-01 | Shahla Khan | Krishna Persaud | 2 Adequate | 3 Adequate | 3 Teaching and Research | 0.5 |  | 4H1 | 4. Sample Measurement/Analysis | H. Acoustic | 1. Doppler | LC10017 | 204999.9 | 0
EPS | CEAS | E00356 | RAMAN system | 02-03 | 2002-07-01 12:00 |  |  | RAMAN system | D46 Jackson Mill |  | 2012-07-01 | Ghazala Sadiq | Roger Davey | 1 Good | 2 Good | 2 General purpose research | 0 |  | 3A1 | 3. Materials Characterisation | A. Spectroscopy | 1. Raman | LC10017 | 99416.63 | 0
EPS | CEAS | E00357 | CEMIST Masteriser and Zetasiser systems | 02-03 | 2002-07-01 12:00 |  | Malvern Ins | CEMIST Masteriser and Zetasiser systems | The Mill B23 |  | 2012-07-01 | Liz Davenport | Liz Davenport | 1 Good | 3 Adequate | 3 Research and Teaching | 0.6 |  | 3M1 | 3. Materials Characterisation | M. Physical Properties | 1. Particle Size Analysis | LC10017 | 70439.98 | 0
EPS | CEAS | E00358 | ICP Package | 02-03 | 2002-07-01 12:00 |  | Varian | ICP Package | E57 Jackson Mill |  | 2012-07-01 | Des Doocey | Liz Davenport | 1 Good | 2 Good | 3 Research and Teaching | 0.5 |  | 3B1 | 3. Materials Characterisation | B. Spectrometry | 1. Spectrophotometry | LC10017 | 69532.28 | 0
EPS | CEAS | E00359 | Water Sorption analysis system | 02-03 | 2002-07-01 12:00 |  |  | Water Sorption analysis system and DVS video | D47 The Mill |  | 2012-07-01 | Ghazala Sadiq | Gordon Tiddy | 1 Good | 2 Good | 4 Not used in past year | 0.75 |  | 3L3 | 3. Materials Characterisation | L. Chemical Analysis | 3. Liquid Analysis | LC10017 | 52963.25 | 0
EPS | CEAS | E00360 | CEMIST Micro OSC analyser | 02-03 | 2002-07-01 12:00 |  |  | CEMIST Micro OSC analyser | MIB |  | 2012-07-01 | [5 empty] | 0 | [5 empty] | LC10017 | 50660.51 | 0
EPS | CEAS | E00361 | CEMIST Micro OSC analyser | 02-03 | 2002-07-01 12:00 |  |  | CEMIST Micro OSC analyser | Material Science |  | 2012-07-01 | [5 empty] | 0 | [5 empty] | LC10017 | 43281.24 | 0
EPS | CEAS | E00362 | DSC Q100 Autosampler MDSC and MFC | 02-03 | 2002-07-01 12:00 |  | TA Instruments | DSC Q100 Autosampler MDSC and MFC | The Mill B23 |  | 2012-07-01 | Liz Davenport | Liz Davenport | 3 Poor - Inoperable | 2 Good | 2 General purpose research | 0.5 |  | 3M3 | 3. Materials Characterisation | M. Physical Properties | 3. Thermal | LC10017 | 34572.34 | 0
EPS | CEAS | E00363 | ACT Peptide synthesiser model 90 | 02-03 | 2002-07-01 12:00 |  |  | ACT Peptide synthesiser model 90 |  |  | 2012-07-01 | [11 empty] | LC10017 | 25905.94 | 0
EPS | CEAS | E00364 | EDAX Falcon System | 02-03 | 2002-07-01 12:00 |  |  | EDAX Falcon System | E Floor jackson Mill |  | 2012-07-01 | Philip Martin | Philip Martin | 3 Poor - Inoperable |  | 4 Not used in past year | 0 | [5 empty] | LC10017 | 20185.91 | 0
EPS | CEAS | E00365 | KR125 | 02-03 | 2002-07-01 12:00 |  |  | KR125 | MIB |  | 2012-07-01 | [5 empty] | 0 | [5 empty] | LC10017 | 13701.36 | 0
EPS | CEAS | E00366 | Probes | 02-03 | 2002-07-01 12:00 |  |  | Probes |  |  | 2012-07-01 | [11 empty] | LC10017 | 13471.09 | 0
EPS | CEAS | E00367 | French Press | 02-03 | 2002-07-01 12:00 |  |  | French Press | MIB |  | 2012-07-01 | [5 empty] | 0 | [5 empty] | LC10017 | 13368.62 | 0
EPS | CEAS | E00368 | CEMIST Reaction analysis system | 02-03 | 2002-07-01 12:00 |  |  | CEMIST Reaction analysis system | D46 Jackson Mill |  | 2012-07-01 | Ghazala Sadiq | Roger Davey | 1 Good | 2 Good | 2 General purpose research | 0 |  | 3A2 | 3. Materials Characterisation | A. Spectroscopy | 2. Infra-Red | LC10017 | 12378.44 | 0
EPS | CEAS | E00369 | Langmuirtrough | 02-03 | 2002-07-01 12:00 |  |  | Langmuirtrough | MIB |  | 2012-07-01 |  | Aline Miller | 1 Good | 2 Good | 3 Research and Teaching | 0.5 | [5 empty] | LC10017 | 8347.47 | 0
EPS | CEAS | E00370 | Gilsonic Autosiever | 02-03 | 2002-07-01 12:00 |  | Gilsonic | Gilsonic Autosiever | A34 Jackson Mill |  | 2012-07-01 | [5 empty] | 0 | [5 empty] | LC10017 | 6727.25 | 0
EPS | CEAS | E00430 | Laser Flash system | 05-06 | 2005-07-01 |  |  | Laser Flash system FB208922 |  |  | 2009-07-01 | [5 empty] | 0 | [5 empty] | AA02889 | 131125 | 0
EPS | CEAS | E00431 | spectrphotometer | 05-06 | 2005-07-01 |  |  | FB208935 Stopped flow spectrphotometer |  |  | 2009-07-01 | [5 empty] | 0 | [5 empty] | AA02889 | 50900 | 0
EPS | CEAS | E00432 | Infors Multitron system | 05-06 | 2005-07-01 |  | Infors HT | FB211324 Infors Multitron system |  |  | 2009-07-01 | [5 empty] | 0 | [5 empty] | AA02889 | 27880.51 | 0
EPS | CEAS | E00582 | FTIR - 8400 230V CE | 00-01 | 2000-07-01 12:00 |  |  | FTIR - 8400 230V CE | B23 JACKSON MILL | 571475 | 2010-07-01 |  |  | 1 Good | 2 Good | 2 General purpose research | 0 | [5 empty] | LC10045 | 24440.55 | 0
EPS | CEAS | E00585 | AUTOLAB EQUIPMENT | 00-01 | 2000-07-01 12:00 |  |  | AUTOLAB EQUIPMENT |  | 569662 | 2010-07-01 | [11 empty] | LC10045 | 17871.68 | 0
EPS | CEAS | E00592 | MICROVISION CAMERA | 00-01 | 2000-07-01 12:00 |  |  | MICROVISION CAMERA |  | 569347 | 2010-07-01 | [5 empty] | 0 | [5 empty] | LC10045 | 8620 | 0
EPS | CEAS | E00609 | CRYOSTAT | 99-00 | 1999-07-01 12:00 |  |  | ST024 CRYOSTAT WITHOUT MOTORISED REWIND | A31 The Mill | 563801 | 2009-07-01 | [5 empty] | 0 | [5 empty] | LC10017 | 7575.3 | 0
EPS | CEAS | E00614 | ONE STACK PLANSIFTER | 99-00 | 1999-07-01 12:00 |  |  | ONE STACK PLANSIFTER |  | 559804 | 2009-07-01 | [5 empty] | 0 | [5 empty] | LC10017 | 6816.81 | 0
EPS | CEAS | E00621 | TOMOGRAPHY SYST | 99-00 | 1999-07-01 12:00 |  |  | PROTOTYPE 2000 TOMOGRAPHY SYST | James Chadwick Building | 558368 | 2009-07-01 | Mike Cooke | Peter Martin | 1 Good | 2 Good | 3 Research and Teaching | 0 | [5 empty] | LC10017 | 16008.51 | 0
EPS | CEAS | E00710b | Access Control | 08-09 | 2009-04-01 |  |  | The Mill- Access Control to stairways & small CCTV system | A, D & E floors | 412810 | 2013-04-01 |  |  | 1 Good | 2 Good | 3 Research and Teaching | 0 | [5 empty] | AA02877 | 32253.91 | 0
EPS | CEAS | E00750 | Micro Imaging 670-IR Spectrometer | 09-10 | 2009-08-01 |  | Varian | Micro Imaging 670-IR Spectrometer | School of Chemical Eng.&Analytical Science | 435267 | 2013-08-01 | Peter Gardner | Peter Gardner |  |  |  | 0 | [5 empty] | FA01501 | 127544 | 0
EPS | CEAS | E00850 | DN300 Absorption Column | 11-12 | 2012-09-01 |  |  | Pilot Plant Equuipment | James Chadwick Building | 955012 / 1009889 | 2016-09-01 | Edward Roberts | Edward Roberts | 1 Good | 1 State of art | 3 Research and Teaching | 0 | [5 empty] | AA02833 | 126207.74 | 2629.3279
EPS | CEAS | E00867 | Control Panel | 12-13 | 2012-09-01 |  |  | See E00850 | See E00850 | See E00850 | 2013-08-01 | See E00850 | See E00850 | See E00850 | See E00850 | See E00850 | See E00850 | [5 empty] | AA02833 | 0 | 0
EPS | CEAS | R0212 | Fluorescence Microscope | 03-04 | 2006-08-01 06:00 |  |  | Fluorescence Microscope | MIB |  | 2009-08-01 |  |  | 1 Good | 2 Good | 3 Research and Teaching | 0 |  | 3d7 | 3. Materials Characterisation | D. Optical Microscopy | 7. Fluorescence | LE00102 | 12207.79 | 0
EPS | CEAS | R0213 | Beowulf Cluster | 03-04 | 2006-08-01 06:00 |  |  | Beowulf Cluster | C68 Jackson Mill |  | 2009-08-01 |  |  | 3 Poor - Inoperable |  |  | 0 | [5 empty] | LE00102 | 33636.73 | 0
EPS | CEAS | R0214 | Compusys - Cluster project | 03-04 | 2006-08-01 06:00 |  |  | Compusys - Cluster project | C34 Jackson Mill |  | 2009-08-01 |  |  | 3 Poor - Inoperable |  |  | 0 | [5 empty] | LE00102 | 14471.3 | 0
EPS | CEAS | R0215 | Hanau Analyser | 03-04 | 2006-08-01 06:00 |  |  | Hanau Analyser |  |  | 2009-08-01 | [5 empty] | 0 | [5 empty] | LE00102 | 6760.95 | 0
EPS | CEAS | R0216 | Ionoptika IOG 25 conversion | 03-04 | 2006-08-01 06:00 |  | Ionoptika | Ionoptika IOG 25 conversion | Transfers to CEAS (Prof Vickerman) |  | 2009-08-01 | [5 empty] | 0 | [5 empty] | LE00102 | 8029.72 | 0
EPS | CEAS | R0218 | IR Cell and coupling | 03-04 | 2006-08-01 06:00 |  |  | IR Cell and coupling | Transfers to CEAS (Dr Gardner) |  | 2009-08-01 | [5 empty] | 0 | [5 empty] | LE00102 | 7755 | 0
EPS | CEAS | R0219 | Reconfig UHV surface analysis | 03-04 | 2006-08-01 06:00 |  |  | Reconfig UHV surface analysis | Transfers to CEAS (Dr Gardner) |  | 2009-08-01 | [5 empty] | 0 | [5 empty] | LE00102 | 12701.75 | 0
EPS | CEAS | R0250 | IXON Electron CCD | 03-04 | 2006-08-01 06:00 |  | Olympus | Olympus IXON Electron CCD | MIB |  | 2009-08-01 | [5 empty] | 0 | [5 empty] | LE00102 | 7078.75 | 0
EPS | CEAS | R0251 | UATOLAB type 3 system | 03-04 | 2006-08-01 06:00 |  |  | UATOLAB type 3 system | F12 Jackson Mill |  | 2009-08-01 | [11 empty] | LE00102 | 5695.24 | 0
EPS | CEAS | R0252 | Robotic dispensing system | 03-04 | 2006-08-01 06:00 |  | Intertronics | Intertronics - Robotic dispensing system | MIB |  | 2009-08-01 | [5 empty] | 0 | [5 empty] | LE00102 | 3019.75 | 0
EPS | CEAS | R0274 | Lamgmuir-Blodgett Film Balance | 04-05 | 2006-08-01 06:00 |  |  | Lamgmuir-Blodgett Film Balance | D43 Jackson Mill |  | 2009-08-01 |  | Aline Miller | 1 Good | 2 Good | 3 Teaching and Research | 0.25 | [5 empty] | LE00102 | 8225 | 0
EPS | CEAS | R0275 | Recycle Plant | 04-05 | 2006-08-01 06:00 |  | Silverson | Silverson 50 Litre Recycle Plant | James Chadwick Building |  | 2009-08-01 | Michael Cooke | Sven Schroeder | 1 Good | 2 Good | 3 Research and Teaching | 0.5 | [5 empty] | LE00102 | 54290 | 0
EPS | CEAS | R0276 | Vacuum Processing Plant | 04-05 | 2006-08-01 06:00 |  | Esco-Labor | Esco-Labor Vacuum Processing Plant | James Chadwick Building |  | 2009-08-01 | Michael Cooke | Michael Cooke | 1 Good | 2 Good | 3 Research and Teaching | 0.5 | [5 empty] | LE00102 | 28949.63 | 0
EPS | CEAS | R0277 | Emerson Process Management | 04-05 | 2006-08-01 06:00 |  | Emerson Process Management | Stand alone Delta V control system | James Chadwick Building |  | 2009-08-01 | Michael Cooke | Michael Cooke | 1 Good | 2 Good | 3 Research and Teaching | 0 | [5 empty] | LE00102 | 25568.19 | 0
EPS | CEAS | R0278 | operating software | 04-05 | 2006-08-01 06:00 |  | Pfeiffer Vacuum Ltd | Pfeiffer Vacuum Ltd - Quadstar operating software |  |  | 2009-08-01 | [5 empty] | 0 | [5 empty] | LE00102 | 30303.39 | 0
EPS | CEAS | R0279 | Dual Tryton Fermenter System | 04-05 | 2006-08-01 06:00 |  |  | Health Division (UK) - Dual Tryton Fermenter System |  |  | 2009-08-01 | [5 empty] | 0 | [5 empty] | LE00102 | 27836.33 | 0
EPS | CEAS | R0280 | Pump | 04-05 | 2006-08-01 06:00 |  |  | T-V551 Pump | MIB |  | 2009-08-01 | [5 empty] | 0 | [5 empty] | LE00102 | 5329.8 | 0
EPS | CEAS | R0284 | 40 KE V C60 Ion gun system | 04-05 | 2006-08-01 06:00 |  | Ionoptika | Ionoptika Ltd - 40 KE V C60 Ion gun system | Transfers to CEAS (Prof Vickerman) |  | 2009-08-01 | [5 empty] | 0 | [5 empty] | LE00102 | 188000 | 0
EPS | CEAS | R0309 | Probe Mounting System | 04-05 | 2006-08-01 06:00 |  |  | High Load 3D LDA Probe Mounting System | Goldstein Lab, Barton Airfield |  | 2009-08-01 | [11 empty] | LE00102 | 37762.15 | 0
EPS | CEAS | R0319 | PIV System | 04-05 | 2006-08-01 06:00 |  |  | PIV System - High Poawer Laser With Light Sheet | Goldstein Lab, Barton Airfield |  | 2009-08-01 | [11 empty] | LE00102 | 70421.28 | 0
EPS | CEAS | R0325 | PIV Instrumentation | 04-05 | 2006-08-01 06:00 |  |  | PIV Instrumentation | Goldstein Lab, Barton Airfield |  | 2009-08-01 | [11 empty] | LE00102 | 50025.63 | 0
EPS | CEAS | R0355 | Recycle Plant | 05-06 | 2006-08-01 06:00 |  | Silverson | Silverson 50 Litre Recycle Plant | James Chadwick Building |  | 2009-08-01 | Michael Cooke | Peter Martin | 1 Good | 2 Good | 3 Research and Teaching | 0.5 | [5 empty] | R012613 | 54490 | 0
EPS | CEAS | R0356 | Recycle Plant | 05-06 | 2006-08-01 06:00 |  | Silverson | Silverson 50 Litre Recycle Plant | James Chadwick Building |  | 2009-08-01 | Michael Cooke | Peter Martin | 1 Good | 2 Good | 3 Research and Teaching | 0.5 | [5 empty] | R012613 | 136225 | 0
EPS | CEAS | R0357 | Recycle Plant | 05-06 | 2006-08-01 06:00 |  | Silverson | Silverson 50 Litre Recycle Plant | James Chadwick Building |  | 2009-08-01 | Michael Cooke | Peter Martin | 1 Good | 2 Good | 3 Research and Teaching | 0.5 | [5 empty] | R012613 | 27245 | 0
EPS | CEAS | R0413 | TOF-SIMS Instrument | 06-07 | 2006-09-01 06:00 |  |  | TOF-SIMS Instrument |  |  | 2009-09-01 | [5 empty] | 0 | [5 empty] | R012652 | 86400 | 0
EPS | CEAS | R0474 | Mercury Intrusion System | 07-08 | 2008-01-01 |  |  | Mercury Intrusion System | F30 - the Jackson Mill | 242638 | 2011-01-01 18:00 | Stuart Pickering | Stuart Holmes |  |  |  | 0 | [5 empty] | R103513 | 31607.5 | 0
EPS | CEAS | R0490 | Biospec console | 07-08 | 2008-06-01 |  |  | Biospec console and ancillary equipment | Stopford Building G727, MR Lab, | 282854 | 2011-06-01 18:00 | Stuart Pickering | John Mc Carthey |  |  |  | 0 | [5 empty] | R103749 | 34288 | 0
EPS | CEAS | R0500 | TOF-SIMS Instrument | 07-08 | 2009-10-01 |  |  | TOF-SIMS Instrument | MIB Building | 137720 | 2012-10-01 18:00 | Stuart Pickering | John Vickerman |  |  |  | 0 | [5 empty] | R012652 | 536690.01 | 0
EPS | CEAS | R0549 | TSQ Vantage System | 08-09 | 2009-04-01 |  | Thermo | Triple Quad TSQ-V20806 TSQ Vantage DMPK Bl (Thermo) | MIB room LG.034 | 468254 | 2012-04-01 18:00 | Kathleen Carroll | Hans Westerhoff |  |  |  | 0 | [5 empty] | R012755 | 248786.57 | 0
EPS | CEAS | R0629 | Single Kernel Characterisation System | 09-10 | 2009-11-01 |  |  | Single Kernel Characterisation System |  | 542667 | 2012-11-01 18:00 | Grant Campbell | Grant Campbell |  |  |  | 0 | [5 empty] | R101140 | 17299.74 | 0
EPS | CEAS | R0629 | Single Kernel Characterisation System | [19 empty] | R105695 | 19349.57 | 0
EPS | CEAS | R0650 | Giant cluster ion source | 09-10 | 2010-02-01 |  |  | Development of giant cluster ion source and ion column for testing on J105 | Lower Ground floor MIB Building |  | 2013-02-01 18:00 | Grant Campbell | Grant Campbell |  |  |  | 0 | [5 empty] | R012652 | 70500 | 0
EPS | CEAS | R0732 | 20 kV giant cluster ion beam system | 10-11 | 2011-01-01 |  |  | 20 kV giant cluster ion beam system |  | 763547 | 2014-01-01 18:00 |  | John Vickerman |  |  |  | 0 | [5 empty] | R107857 | 47000 | 0
EPS | CEAS | R0780 | Digital holographic microscope | 10-11 | 2011-07-01 |  |  | Digital holographic microscope |  | 839770 | 2014-07-01 18:00 |  | John Vickerman |  |  |  | 0 | [5 empty] | R107857 | 99960 | 0
EPS | CEAS | R0883 | HR-2 Discovery Hybrid Rheometer | 12-13 | 2013-05-01 |  | TA Instruments - A Division of Waters Ltd | HR-2 Discovery Hybrid Rheometer | MIB Building, Rm G.052 | 1092829 | 2016-05-01 18:00 | Xue-Feng Yuan | Xue-Feng Yuan | 1 Good | 1 State of art | 3 Research and Teaching | 0 |  | 3K2 | 3. Materials Characterisation | K. Mechanical Properties | 2. Rheometer | R115869 | 44322 | 0
EPS | CEAS | R1008 | Special 450/600ULS Processor | 13-14 | 2014-03-01 |  | Silverson Machines Limited | flexible configuration processor | Chadwick Pilot Plant | 1196262 | 2014-12-31 | Peter Martin and Mike Cooke | Peter Martin | 2 |  |  | 0 | Castle | n/a |  |  |  | R116784 | 49115 | 0
EPS | Chemistry | E00038 | Xcalibur2 system | 03-04 | 2005-08-01 |  | Agilent | Ex-Demonstration Xcalibur2 system | 5.62 Chris Muryn |  | 2009-08-01 | Chris Muryn | Chris Muryn | 1 Good | 2 Good | 3 Research and Teaching | 0.1 | X-Ray Diffractionhttp://www.chemistry.manchester.ac.uk/research/facilities/xtal/ | 3h1 | 3. Materials Characterisation | H. Diffraction | 1. X-ray | EA010 | 25000 | 0
EPS | Chemistry | E00049 | Xcalibur 2 system | 02-03 | 2005-08-01 |  | Agilent | Xcalibur 2 system | 5.62 Chris Muryn |  | 2009-08-01 | Chris Muryn | Chris Muryn | 1 Good | 2 Good | 3 Research and Teaching | 0.1 |  | 3h1 | 3. Materials Characterisation | H. Diffraction | 1. X-ray | HA420 | 22200 | 0
EPS | Chemistry | E00050 | Xcalibur 2 system | 02-03 | 2005-08-01 |  | Agilent | Xcalibur 2 system | 5.62 Chris Muryn |  | 2009-08-01 | Chris Muryn | Chris Muryn | 1 Good | 2 Good | 2 General purpose research | 0.1 |  | 3h1 | 3. Materials Characterisation | H. Diffraction | 1. X-ray | EA074 | 2800 | 0
EPS | Chemistry | E00065 | Xcalibur 2 system | 02-03 | 2005-08-01 |  | Agilent | Xcalibur 2 system | 5.62 Chris Muryn |  | 2009-08-01 | Chris Muryn | Chris Muryn | 1 Good | 2 Good | 2 General purpose research | 0.1 |  | 3h1 | 3. Materials Characterisation | H. Diffraction | 1. X-ray | EA019 | 2500 | 0
EPS | Chemistry | E00066 | Xcalibur 2 system | 02-03 | 2005-08-01 |  | Agilent | Xcalibur 2 system | 5.62 Chris Muryn |  | 2009-08-01 | Chris Muryn | Chris Muryn | 1 Good | 2 Good | 3 Research and Teaching | 0.1 |  | 3h1 | 3. Materials Characterisation | H. Diffraction | 1. X-ray | EA074 | 20000 | 0
EPS | Chemistry | E00067 | Xcalibur 2 system | 02-03 | 2005-08-01 |  | Agilent | Xcalibur 2 system | 5.62 Chris Muryn |  | 2009-08-01 | Chris Muryn | Chris Muryn | 1 Good | 2 Good | 3 Research and Teaching | 0.1 |  | 3h1 | 3. Materials Characterisation | H. Diffraction | 1. X-ray | HA489 | 4000 | 0
EPS | Chemistry | E00068 | Xcalibur 2 system | 02-03 | 2005-08-01 |  | Agilent | Xcalibur 2 system | 5.62 Chris Muryn |  | 2009-08-01 | Chris Muryn | Chris Muryn | 1 Good | 2 Good | 3 Research and Teaching |  |  | 3h1 | 3. Materials Characterisation | H. Diffraction | 1. X-ray | HA420 | 21500 | 0
EPS | Chemistry | E00131 | Detector System | 01-02 | 2005-08-01 |  | Bruker | Detector System | Chemistry Building 5th Floor XRD |  | 2009-08-01 | Chris Muryn | Chris Muryn | 2 Adequate | 3 Adequate | 3 Research and Teaching | 0.2 |  | 3b2 | 3. Materials Characterisation | B. Spectrometry | 2. X-ray | HA380 | 19524.98 | 0
EPS | Chemistry | E00134 | Apex CCD Area Detector | 01-02 | 2005-08-01 |  | Bruker | Apex CCD Area Detector | Chemistry Building 5th Floor XRD |  | 2009-08-01 | Chris Muryn | Chris Muryn | 2 Adequate | 3 Adequate | 3 Research and Teaching | 0.2 |  | 3b2 | 3. Materials Characterisation | B. Spectrometry | 2. X-ray | HA380 | 175724.78 | 0
EPS | Chemistry | E00145 | Hardware | 01-02 | 2005-08-01 |  |  | Hardware (transferred to Chemistry from ITSD) | School request write off |  | 2009-08-01 | [11 empty] | KA030 | 180000 | 0
EPS | Chemistry | E00164 | Furnace | 00-01 | 2005-08-01 |  | Carbolite | Furnace | Chemistry Building 5th floor Radiochemistry |  | 2009-08-01 | Katie Law | Nick Bryan | 1 Good | 2 Good | 2 General purpose research | 0.5 | RadioChemistryhttp://crr.manchester.ac.uk/ | 1d1 | 1. Process Equipment – Physical | D. Controlled Environment | 1. Furnace | HA380 | 31413.63 | 0
EPS | Chemistry | E00165 | Furnace | 00-01 | 2005-08-01 |  | Carbolite | Furnace | Chemistry Building 5th floor Radiochemistry |  | 2009-08-01 | Clint Sharad | Clint Sharad | 1 Good | 2 Good | 2 General purpose research | 0.5 | RadioChemistryhttp://crr.manchester.ac.uk/ | 1d1 | 1. Process Equipment – Physical | D. Controlled Environment | 1. Furnace | HA380 | 31413.63 | 0
EPS | Chemistry | E00183 | Computer System | 00-01 | 2005-08-01 |  |  | Computer System | School request write off |  | 2009-08-01 | [11 empty] | EH009 | 372475 | 0
EPS | Chemistry | E00190 | Spectrometer | 00-01 | 2005-08-01 |  |  | SPECTROMETER | Chemistry Building B.34 |  | 2009-08-01 | [11 empty] | EH011 | 13600 | 0
EPS | Chemistry | E00191 | Spectrometer | 00-01 | 2005-08-01 |  |  | SPECTROMETER | School request write off |  | 2009-08-01 | [11 empty] | EH011 | 95200 | 0
EPS | Chemistry | E00197 | Spectrometer | 00-01 | 2005-08-01 |  |  | SPECTROMETER | School request write off |  | 2009-08-01 | [11 empty] | EH011 | 10048.5 | 0
EPS | Chemistry | E00198 | Spectrometer | 00-01 | 2005-08-01 |  |  | SPECTROMETER | School request write off |  | 2009-08-01 | [11 empty] | EH011 | 70339.5 | 0
EPS | Chemistry | E00231 | BIOSPECTROMETER | 97-98 | 1999-08-01 12:00 |  |  | 1-VOYAGER ELITE BIOSPECTROMETER | Faraday Building |  | 2009-08-01 | [11 empty] | D04500 | 20000 | 0
EPS | Chemistry | E00235 | BIOSPECTROMETER | 97-98 | 1999-08-01 12:00 |  | Bruker | 1-ATOMIC FORCE MICROSCOPE | Chemistry building C Floor NMC |  | 2009-08-01 | Mike Anderson | Mike Anderson | 2 Adequate | 3 Adequate | 2 General purpose research | 0.1 |  | 3f1 | 3. Materials Characterisation | F. Surface Probe Microscopy | 1. Atomic Force | H04222 | 66000 | 0
EPS | Chemistry | E00251 | VT STM | 96-97 | 1999-08-01 12:00 |  |  | VT STM | School request write off |  | 2009-08-01 | [11 empty] | E04213 | 66245.75 | 0
EPS | Chemistry | E00252 | VT STM | 96-97 | 1999-08-01 12:00 |  |  | VT STM | School request write off |  | 2009-08-01 | [11 empty] | H04100 | 18033.86 | 0
EPS | Chemistry | E00253 | Diffraction System | 96-97 | 1999-08-01 12:00 |  |  | X-FR540 MACH 3 Diffraction System | School request write off |  | 2009-08-01 | Katie Law |  | 3 Poor - Inoperable | 4 No longer adequate | 4 Not used in past year | 0 | [5 empty] | D04250 | 74895 | 0
EPS | Chemistry | E00281 | Shaking Incubators | 03-04 | 2003-07-01 12:00 |  | Infors HT | Shaking Incubators | MIB Building Prof Kell |  | 2013-07-01 | Dave Ellis | Douglas Kell | 1 Good | 2 Good | 3 Research and Teaching | 0 |  | 2a4 | 2. Process Equipment – Biological | A. Growth and Manipulation | 4. Fermentology | LC10011 | 15688.64 | 0
EPS | Chemistry | E00282 | Priorclave | 03-04 | 2003-07-01 12:00 |  | Priorclave | Priorclave 100 Ltr | MIB Building Prof Kell |  | 2013-07-01 | Dave Ellis | Douglas Kell | 1 Good | 2 Good | 3 Research and Teaching | 0 |  | 2d1 | 2. Process Equipment – Biological | D. Sterilisation | 1. Autoclave | LC10011 | 6976.19 | 0
EPS | Chemistry | E00283 | Syngene Genegenius 2 | 03-04 | 2003-07-01 12:00 |  | VWR | Syngene Genegenius 2 | MIB Building 2.042 |  | 2013-07-01 | Dave Ellis | Douglas Kell | 1 Good | 2 Good | 2 General purpose research | 0.1 |  | 2e1 | 2. Process Equipment – Biological | E. Characterisation | 1. Fluorescent Readers | LC10011 | 6813.84 | 0
EPS | Chemistry | E00300 | KNF Pumps | 02-03 | 2002-07-01 12:00 |  |  | KNF Pumps | School request write off |  | 2012-07-01 | [11 empty] | LC10011 | 6880.62 | 0
EPS | Chemistry | E00306 | No information | 04-05 | 2004-07-01 12:00 |  |  | No information | School request write off |  | 2014-07-01 | [11 empty] | LC10011 | 40051 | 0
EPS | Chemistry | E00398 | No information | 06-07 | 2006-08-01 |  |  | No information | School request write off |  | 2010-08-01 | [11 empty] | WA00250 | 40957.35 | 0
EPS | Chemistry | E00415 | Liquid Handling Robot | 06-07 | 2006-12-01 |  | Tecan | 30001704 Miniprep 75/2 Liquid Handling Robot as per quote GM4006 | MIB Building (Flitsch/Turner) | 136569 | 2010-12-01 | Kirk Malone | Sabine Flitsch | 1 Good | 2 Good | 1 Dedicated to particular experiment | 0 |  | 1h1 | 1. Process Equipment – Physical | H. Sample Manipulation | 1. Robot | AA00678 | 26997 | 0
EPS | Chemistry | E00446 | Akta 3D | 05-06 | 2005-07-01 |  | Amersham Biosciences | Akta 3D plus kit | MIB Building (Flitsch/Turner) |  | 2009-07-01 | Kirk Malone | Sabine Flitsch | 1 Good | 2 Good | 1 Dedicated to particular experiment | 0 |  | 3l5 | 3. Materials Characterisation | L. Chemical Analysis | 5. Chromatography | LC10011 | 48879.96 | 0
EPS | Chemistry | E00448 | Binary Pump | 05-06 | 2005-07-01 |  | Agilent | G1312A 1200 Binary Pump | MIB Building (Flitsch/Turner) |  | 2009-07-01 | Kirk Malone | Sabine Flitsch | 1 Good | 2 Good | 1 Dedicated to particular experiment | 0 |  | 3l5 | 3. Materials Characterisation | L. Chemical Analysis | 5. Chromatography | LC10011 | 43562.26 | 0
EPS | Chemistry | E00451 | SPECTRAMAX | 05-06 | 2005-07-01 |  | Molecular Devices | SPECTRAMAX M2 SYSTEM WITH SOFTMAX PRO | MIB Building (Flitsch/Turner) |  | 2009-07-01 | Kirk Malone | Sabine Flitsch | 1 Good | 2 Good | 1 Dedicated to particular experiment | 0 |  | 2e1 | 2. Process Equipment – Biological | E. Characterisation | 1. Fluorescent Readers | LC10011 | 27885 | 0
EPS | Chemistry | E00489 | Liberty Peptide Synthesis | 04-05 | 2005-08-01 |  | CEM | Liberty Peptide Synthesis | MIB Building (Flitsch/Turner) |  | 2009-08-01 | Kirk Malone | Sabine Flitsch | 1 Good | 2 Good | 1 Dedicated to particular experiment | 0 |  | 2A5 | 2. Process Equipment – Biological | A. Growth and Manipulation | 5. Synthesisers | HA606 | 44750 | 0
EPS | Chemistry | E00566 | NITROGEN GENERATOR | 01-02 | 2001-08-01 12:00 |  |  | NITROGEN GENERATOR NM-30LA | School request write off | 575746 | 2011-08-01 |  |  | 1 Good | 2 Good | [7 empty] | LC10011 | 7323.29 | 0
EPS | Chemistry | E00668 | Subambient System Lab System | 07-08 | 2008-04-01 |  | Perkin Elmer | Diamond DSC Subambient System Lab System | Paper Science Building Sackville Streetville Street | 356192 | 2012-04-01 |  |  | 1 Good | 2 Good |  | 0 |  | 3M3 | 3. Materials Characterisation | M. Physical Properties | 3. Thermal | AA02084 | 44541.98 | 0
EPS | Chemistry | E00767 | Perkin Elmer Confocal Microscope | 09-10 | 2010-04-01 |  | Perkin Elmer | Perkin Elmer Confocal Microscope | Michael Smith/Bioimaging | 631759 | 2013-04-01 | Keith Nixon | Mike Turner | 1 Good | 2 Good | 1 Dedicated to particular experiment | 0 |  | 3d1 | 3. Materials Characterisation | D. Optical Microscopy | 1. Confocal | R107869 | 36215.5 | 0
EPS | Chemistry | E00767 | Perkin Elmer Confocal Microscope | [7 empty] | 2013-04-01 18:00 | Keith Nixon | Mike Turner | 1 Good | 2 Good | 1 Dedicated to particular experiment | 0 |  | 3d1 | 3. Materials Characterisation | D. Optical Microscopy | 1. Confocal | AD00205 | 36215.5 | 0
EPS | Chemistry | E00810 | iCAP 6300 DUO ICP Spectrometer | 10-11 | 2011-07-01 |  | Thermo | iCAP 6300 DUO ICP Spectrometer | Chemistry Building room 4.22 | 830369 | 2015-07-01 | Martin Jennings | Chris Muryn | 1 Good | 2 Good | 3 Research and Teaching | 0.1 | Micro Analysishttp://www.chemistry.manchester.ac.uk/research/facilities/manal/ | 3a4 | 3. Materials Characterisation | A. Spectroscopy | 4. Optical | AA00473 | 58500 | 0
EPS | Chemistry | E00810 | iCAP 6300 DUO ICP Spectrometer | [19 empty] | AA00499 | 16794 | 0
EPS | Chemistry | E00815 | 1-G-12a NIR-PMT in Liquid Nitrogen Cooled Housing | 10-11 | 2011-07-01 |  | Edinburgh Photonics | 1-G-12a NIR-PMT in Liquid Nitrogen Cooled Housing | Radio Chemistry | 843737 | 2014-07-01 18:00 | Katie Law | Nick Bryan | 1 Good | 2 Good | 3 Research and Teaching | 0.1 | RadioChemistryhttp://crr.manchester.ac.uk/ | 3A2 | 3. Materials Characterisation | A. Spectroscopy | 2. Infra-Red | P112889 | 7456.84 | 0
EPS | Chemistry | E00815 | 1-G-12a NIR-PMT in Liquid Nitrogen Cooled Housing | [19 empty] | R106713 | 8152.99 | 0
EPS | Chemistry | E00815 | 1-G-12a NIR-PMT in Liquid Nitrogen Cooled Housing | [19 empty] | R113118 | 11165.17 | 0
EPS | Chemistry | E00819 | GCMS system with CTC sampler including SPME and Headspace accessories | 10-11 | 2011-07-01 |  |  | GCMS system with CTC sampler including SPME and Headspace accessories | Chemistry Buiding Lab GE.03 | 832871 | 2014-07-01 | Roger Speak | Chris Muryn | 1 Good | 2 Good | 2 General purpose research | 0.2 |  | 3b3 | 3. Materials Characterisation | B. Spectrometry | 3. Mass Spectrometry | AA00499 | 94528.95 | 0
EPS | Chemistry | E00819 | GCMS system with CTC sampler including SPME and Headspace accessories | [19 empty] | R112995 | 20603.22 | 0
EPS | Chemistry | E00819 | GCMS system with CTC sampler including SPME and Headspace accessories | 12-13 | 2011-07-01 |  |  | GCMS system with CTC sampler including SPME and Headspace accessories | Chemistry Buiding Lab GE.03 | 832871 | 2014-07-01 | Roger Speak | Chris Muryn | 1 Good | 2 Good | 2 General purpose research | 0.2 |  | 3b3 | 3. Materials Characterisation | B. Spectrometry | 3. Mass Spectrometry | AA08313 | 4120.64 | 0
EPS | Chemistry | E00827 | BBFO 500 Mhz smart probe | 11-12 | 2012-07-01 |  | Bruker | Part of NMR instrument | Chemistry room B11 | 821724 | 2015-07-01 18:00 | Roger Speak | Chris Muryn | 1 Good | 2 Good | 3 Research and Teaching | 0.2 | NMR Servicehttp://www.chemistry.manchester.ac.uk/research/facilities/NMR/ | 3a3 | 3. Materials Characterisation | A. Spectroscopy | 3. Nuclear Magnetic Resonance | AA00507 | 42512 | 0
EPS | Chemistry | E00827 | BBFO 500 Mhz smart probe | [19 empty] | R112995 | 20407.33 | 0
EPS | Chemistry | E00827 | BBFO 500 Mhz smart probe | 12-13 | 2012-07-01 |  | Bruker | Part of NMR instrument | Chemistry room B11 | 821724 | 2015-07-01 18:00 | Roger Speak | Chris Muryn | 1 Good | 2 Good | 3 Research and Teaching | 0.2 | NMR Servicehttp://www.chemistry.manchester.ac.uk/research/facilities/NMR/ | 3a3 | 3. Materials Characterisation | A. Spectroscopy | 3. Nuclear Magnetic Resonance | AA08313 | 4081.47 | 0
EPS | Chemistry | E00829 | EX-DEMO X8 PROSPECTOR ULTRA WITH APEXII CCD | 10-11 | 2012-07-01 |  | Bruker | Cu K-alpha single crystal diffractometer with cryo cooling to 100K | Chemistry Building Rm 6.08/6.42 | 821749 | 2016-07-01 | Chris Muryn | Chris Muryn | 1 Good | 2 Good | 3 Research and Teaching | 0.1 | X-Ray Diffractionhttp://www.chemistry.manchester.ac.uk/research/facilities/xtal/ | 3h1 | 3. Materials Characterisation | H. Diffraction | 1. X-ray | AA00472 | 165000 | 0
EPS | Chemistry | E00837 | Ivium CompactStat, IviumStat with Booster | 11-12 | 2012-07-01 |  | Ivium | Electrochemical measurements (for characterization and/or production of graphene mainly) | Chemistry building, room 6.08/6.42 | 915127 | 2014-04-10 | Robert Dryfe and Anna Valota | Robert Dryfe | 1 Good | 2 Good | 2 General purpose research | 0.2 | [5 empty] | FC00066 | 17999.05 | 0
EPS | Chemistry | E00837 | Ivium CompactStat, IviumStat with Booster | [19 empty] | R112109 | 10125.49 | 0
EPS | Chemistry | E00837 | Ivium CompactStat, IviumStat with Booster | [19 empty] | R113099 | 3999.44 | 0
EPS | Chemistry | E00842 | Agilent B1500 | 11-12 | 2012-07-01 |  | Agilent | Agilent B1500 |  | 927769 | 2015-07-01 18:00 |  |  | 1 Good | 2 Good |  | 0 | [5 empty] | FA01557 | 31740.58 | 0
EPS | Chemistry | E00899 | Avance III 600 MHz NMR Spectrometer | 12-13 | 2012-10-01 |  | Bruker | Avance III 600 MHz NMR Spectrometer | Chemistry Building | 965867 | 2016-10-01 | Chris Muryn | David Leigh | 1 Good | 2 Good | 2 General purpose research | 0 | [5 empty] | FB00168 | 409999.2 | 17083.3
EPS | Chemistry | E00934 | Upgrade to Sirion SEM to allow Electron Beam Lithography | 13-14 | 2015-07-01 |  |  | To support core analytical Atomic Microscopy Service and Research | B18 | 1106753 | 2018-07-01 | Chris Muryn | Chris Muryn | 1 Good | 2 Good | 2 General purpose research | 0.1 | [5 empty] | AA10325 | 87613.2 | 55975.1
EPS | Chemistry | E00958 | NMR Equipment | 13-14 | 2014-02-01 |  | Agilent | NMR magnet | B04 Chemistry | 1183900 | 2018-02-01 | Chris Muryn | Gareth Morris | 1 Good | 2 Good | 2 General purpose research | 0 | no | 3a3 | 3. Materials Characterisation | A. Spectroscopy | 3. Nuclear Magnetic Resonance | AA06215 | 187772 | 70414.5
EPS | Chemistry | E00970 | Raman Spectroscopy incorporating Atomic Force Microscopy Equipment | 13-14 | 2014-05-01 |  | Leica | Raman Spectroscopy incorporating Atomic Force Microscopy Equipment that has the ability to (i) incorporate multi laser systems with wavelengths of 408 nm, 532 nm and 633 nm to detect and accurately quantify with minimal background interference, small molecules and peptides within biological systems; (ii) perform tip enhanced Raman scattering; (iii) contain stopped flow and heated stages for protein characterisation. | MIB (Room LG.045B) | 1213344 | 2014-05-01 | Derren Heyes | Roy Goodacre | 1 Good | 2 Good | 1 Dedicated to particular experiment | 0 | no | 3A1 | 3. Materials Characterisation | A. Spectroscopy | 1. Raman | R116780 | 385587 | 0
EPS | Chemistry | E00999 | Agilent 5975 GCMSD Bundle | 14-15 | 2014-08-01 |  | Agilent | A gas chromatography mass spectrometer with 50 position sampler | Chemistry, 6th floor | 1287024 | 2014-09-01 | Chris Muryn | Igor Lorossa | 1 Good | 2 Good | 1 Dedicated to particular experiment | 0 | no | 3b3 | 3. Materials Characterisation | B. Spectrometry | 3. Mass Spectrometry | AA00484 | 0 | 0
EPS | Chemistry | F0013 | Chemistry Building Radio Chemistry | 00-01 | 1999-01-01 12:00 |  | 2 | Chemistry Building Radio Chemistry | School request write off |  | 2009-01-01 | not required |  | Not Required | Not Required | Not Required | Not Required | [5 empty] | WA00204 | 11595.74 | 0
EPS | Chemistry | F0020 | Williamson Building : Isotope Cosmo Chem | 02-03 | 2001-10-01 12:00 |  | 2 | Williamson Building : Isotope Cosmo Chem | Williamson Building : Isotope Cosmo Chem |  | 2011-10-01 | not required |  | Not Required | Not Required | Not Required | Not Required | [5 empty] | WA00210 | 54290.88 | 0
EPS | Chemistry | F0021 | Inorganic Chemistry | 02-03 | 2004-08-01 12:00 |  | 2 | Inorganic Chemistry | School request write off |  | 2014-08-01 | not required |  | Not Required | Not Required | Not Required | Not Required | [5 empty] | WA00217 | 62204.73 | 0
EPS | Chemistry | F0023 | Williamson Building -Isotope research centre | 03-04 | 2003-07-01 12:00 |  | 2 | Williamson Building -Isotope research centre | School request write off |  | 2013-07-01 | not required |  | Not Required | Not Required | Not Required | Not Required | [5 empty] | WA00210 | 10174.47 | 0
EPS | Chemistry | F0024 | Inorganic Chemistry | 03-04 | 2003-07-01 12:00 |  | 2 | Inorganic Chemistry | School request write off |  | 2013-07-01 | not required |  | Not Required | Not Required | Not Required | Not Required | [5 empty] | WA00217 | 675.51 | 0
EPS | Chemistry | F0067 | Chemistry Building | 06-07 | 2007-03-01 12:00 |  | 2 | Chemistry Building | School request write off |  | 2017-03-01 | not required |  | Not Required | Not Required | Not Required | Not Required | [5 empty] | WA00250 | 12052.27 | 703.0491
EPS | Chemistry | F0069 | Chemistry Building | 06-07 | 2005-08-01 12:00 |  | 2 | Chemistry Building | School request write off |  | 2015-08-01 | not required |  | Not Required | Not Required | Not Required | Not Required | [5 empty] | WA00250 | 41078.06 | 0
EPS | Chemistry | R0002 | Furnace | 01-02 | 2006-08-01 06:00 |  | Carbolite | Furnace | Chemistry Building 5th Floor Radio Chemistry |  | 2009-08-01 | Clint Sharad | Clint Sharad | 1 Good | 2 Good | 2 General purpose research | 0.5 | RadioChemistryhttp://crr.manchester.ac.uk/ | 1d1 | 1. Process Equipment – Physical | D. Controlled Environment | 1. Furnace | LE00103 | 23560.2 | 0
EPS | Chemistry | R0004 | Contamination Monitor | 01-02 | 2006-08-01 06:00 |  | 2 | Contamination Monitor | Chemistry Building 5th Floor Radio Chemistry |  | 2009-08-01 | Katie Law | Nick Bryan | 1 Good | 2 Good | 2 General purpose research | 0.1 | RadioChemistryhttp://crr.manchester.ac.uk/ | 1d1 | 1. Process Equipment – Physical | D. Controlled Environment | 1. Furnace | LE00103 | 29357.38 | 0
EPS | Chemistry | R0013 | Analyser | 01-02 | 2006-08-01 06:00 |  | 2 | Analyser | Radio Chemistry |  | 2009-08-01 | Katie Law | Katie Law | 3 Poor - Inoperable | 4 No longer adequate | 4 Not used in past year | 1 | [5 empty] | LE00103 | 33186.7 | 0
EPS | Chemistry | R0028 | Spectrometer | 01-02 | 2007-08-01 06:00 |  | 2 | SPECTROMETER | Radio Chemistry |  | 2010-08-01 | [11 empty] | LE00103 | 19869.25 | 0
EPS | Chemistry | R0029 | Spectrometer | 01-02 | 2006-08-01 06:00 |  | 2 | SPECTROMETER | Radio Chemistry |  | 2009-08-01 | Katie Law |  | 1 Good | 2 Good | 2 General purpose research | 0.1 | [5 empty] | LE00103 | 119215.5 | 0
EPS | Chemistry | R0030 | Spectrometer | 01-02 | 2006-08-01 06:00 |  | 2 | SPECTROMETER | Radio Chemistry |  | 2009-08-01 | Katie Law |  | 2 Adequate | 3 Adequate | 2 General purpose research | 0.1 | [5 empty] | LE00103 | 85015.95 | 0
EPS | Chemistry | R0037 | Gas Analyser | 01-02 | 2006-08-01 06:00 |  | Signal | Gas Analyser | Chemistry building 6th floor Prof Whitehead |  | 2009-08-01 | Christopher Whitehead | Christopher Whitehead | 1 Good | 2 Good | 1 Dedicated to particular experiment | 0.5 |  | 3l1 | 3. Materials Characterisation | L. Chemical Analysis | 1. Gas Analysis | LE00103 | 34030.35 | 0
EPS | Chemistry | R0039 | Cooling System | 01-02 | 2006-08-01 06:00 |  | 2 | Cooling System | Radio Chemistry |  | 2009-08-01 | Katie Law | Katie Law | 1 Good | 2 Good | 2 General purpose research | 0 | [5 empty] | LE00103 | 40420 | 0
EPS | Chemistry | R0123 | Xcalibur 2 system | 02-03 | 2006-08-01 06:00 |  |  | Xcalibur 2 system | School request write off |  | 2009-08-01 | Chris Muryn | Chris Muryn | 1 Good | 2 Good | 3 Research and Teaching | 0.1 | [5 empty] | LE00103 | 2000 | 0
EPS | Chemistry | R0145 | NEC Opteron upgrade | 03-04 | 2006-08-01 06:00 |  |  | NEC Opteron upgrade | School request write off |  | 2009-08-01 | Neil Burton |  | 2 Adequate | 3 Adequate | 3 Research and Teaching | 0 | [5 empty] | LE00103 | 29753.5 | 0
EPS | Chemistry | R0147 | Spectrometer | 03-04 | 2006-08-01 06:00 |  | Thermo | Mat95XP Mass Spectrometer System | Mass Spectometry (Boote) |  | 2009-08-01 | Roger Speak | Chris Muryn | 1 Good | 2 Good | 3 Research and Teaching | 0 | Mass Spectrometryhttp://www.chemistry.manchester.ac.uk/research/facilities/m-spec/ | 3b3 | 3. Materials Characterisation | B. Spectrometry | 3. Mass Spectrometry | LE00103 | 329971.73 | 0
EPS | Chemistry | R0151 | Computer controlled ESA9800 titration system | 03-04 | 2006-08-01 06:00 |  |  | Computer controlled ESA9800 titration system | School request write off |  | 2009-08-01 | [11 empty] | LE00103 | 24750.51 | 0
EPS | Chemistry | R0161 | Computer-controlled ESA9800 titration system | 03-04 | 2006-08-01 06:00 |  |  | Computer-controlled ESA9800 titration system | School request write off |  | 2009-08-01 | [11 empty] | LE00103 | 12310.6 | 0
EPS | Chemistry | R0166 | 2020 Micropore physisorption analyzer | 03-04 | 2006-08-01 06:00 |  | Micrometrics | Surface area - Physisorption Analyzer | 1st Floor, Budd |  | 2009-08-01 | Peter Budd | Peter Budd | 1 Good | 1 State of art | 1 Dedicated to particular experiment | 0 |  | 3g2 | 3. Materials Characterisation | G. Surface analysis | 2. Adsorption | LE00103 | 49350 | 0
EPS | Chemistry | R0168 | extraction system | 03-04 | 2006-08-01 06:00 |  |  | Thar instruments SFE 500-1 extraction system | School request write off |  | 2009-08-01 | Keith Nixon | [10 empty] | LE00103 | 32134.78 | 0
EPS | Chemistry | R0183 | Viscotek triple detection GPC system | 03-04 | 2006-08-01 06:00 |  | Malvern | Triple detection GPC | OMIC (Price/Nixon) |  | 2009-08-01 | Keith Nixon | Mike Turner | 1 Good | 1 State of art | 1 Dedicated to particular experiment | 0.1 |  | 3l5 | 3. Materials Characterisation | L. Chemical Analysis | 5. Chromatography | LE00103 | 75200 | 0
EPS | Chemistry | R0189 | surface profile measuring system | 03-04 | 2006-08-01 06:00 |  | Veeco | Dektak 8 Program surface profile measuring system | OMIC (Price) |  | 2009-08-01 | Keith Nixon | Mike Turner | 1 Good | 2 Good | 2 General purpose research | 0.1 |  | 3f1 | 3. Materials Characterisation | F. Surface Probe Microscopy | 1. Atomic Force | LE00103 | 52895.5 | 0
EPS | Chemistry | R0190 | Diamond DSC Subambient LAB System | 03-04 | 2006-08-01 06:00 |  | Perkin Elmer | Differential scanning Calorimetry | Mass Spectometry (Boote) |  | 2009-08-01 | Martin Jennings | Mike Turner | 1 Good | 2 Good | 2 General purpose research | 0.2 | Micro Analysishttp://www.chemistry.manchester.ac.uk/research/facilities/manal/ | 3M3 | 3. Materials Characterisation | M. Physical Properties | 3. Thermal | LE00103 | 48927.44 | 0
EPS | Chemistry | R0192 | SPECTROPHOTOMETER | 03-04 | 2006-08-01 06:00 |  | Agilent | Cary Eclipse Flourescent Spectrophotometer | OMIC (Price) |  | 2009-08-01 | Keith Nixon | Mike Turner | 1 Good | 2 Good | 2 General purpose research | 0.1 |  | 3A7 | 3. Materials Characterisation | A. Spectroscopy | 7. Fluorescence | LE00103 | 50462.44 | 0
EPS | Chemistry | R0193 | Gilson Preparative System | 03-04 | 2006-08-01 06:00 |  | Gilson | Analytical/Prep HPLC | OMIC (Price) |  | 2009-08-01 | Keith Nixon | Mike Turner | 1 Good | 2 Good | 2 General purpose research | 0 |  | 3l5 | 3. Materials Characterisation | L. Chemical Analysis | 5. Chromatography | LE00103 | 55635.1 | 0
EPS | Chemistry | R0220 | Unitron shaking incubator | 03-04 | 2006-08-01 06:00 |  | Isis | Unitron shaking incubator | MIB Building (Dr Micklesfield) |  | 2009-08-01 | Jason Micklefield | Jason Micklefield | 1 Good | 2 Good | 2 General purpose research | 0.1 |  | 2a4 | 2. Process Equipment – Biological | A. Growth and Manipulation | 4. Fermentology | LE00110 | 6800.24 | 0
EPS | Chemistry | R0221 | Switchos 2 micro column | 03-04 | 2006-08-01 06:00 |  | Dionex | Switchos 2 micro column | MIB Building (Prof Gaskell) |  | 2009-08-01 | Jason Micklefield | Jason Micklefield | 1 Good | 2 Good | 2 General purpose research | 0.1 |  | 3l5 | 3. Materials Characterisation | L. Chemical Analysis | 5. Chromatography | LE00110 | 8729.6 | 0
EPS | Chemistry | R0222 | VP-ITC Micro calorimeter | 03-04 | 2006-08-01 06:00 |  |  | VP-ITC Micro calorimeter | School request write off |  | 2009-08-01 | [11 empty] | LE00103 | 52700 | 0
EPS | Chemistry | R0223 | Basic autolab | 03-04 | 2006-08-01 06:00 |  | Autolab | Basic autolab | Chemistry Building 6th Floor (Dr Dryfe) |  | 2009-08-01 | Robert Dryfe | Robert Dryfe | 2 Adequate | 3 Adequate | 1 Dedicated to particular experiment | 0 | [5 empty] | LE00103 | 12948.5 | 0
EPS | Chemistry | R0224 | Lab Dispenser | 03-04 | 2006-08-01 06:00 |  | Evotec | Evotec - Lab Dispenser Mona/Dina version 2.CFLA | Faraday Building H108 Prof Kell |  | 2009-08-01 | Dave Ellis | Douglas Kell | 1 Good | 2 Good | 4 Not used in past year | 1 |  | 1h1 | 1. Process Equipment – Physical | H. Sample Manipulation | 1. Robot | LE00103 | 137411.02 | 0
EPS | Chemistry | R0225 | TOFMS Instrument | 03-04 | 2006-08-01 06:00 |  | Evisa | Pegasus III GC - TOFMS Instrument | Faraday Building G104 Prof kell |  | 2009-08-01 | Dave Ellis | Douglas Kell | 1 Good | 2 Good | 3 Research and Teaching | 0 |  | 3b3 | 3. Materials Characterisation | B. Spectrometry | 3. Mass Spectrometry | LE00103 | 119930 | 0
EPS | Chemistry | R0270 | Mass Spectrometer | 04-05 | 2006-08-01 06:00 |  |  | Mat95XP Mass Spectrometer System | School request write off |  | 2009-08-01 |  |  | 1 Good | 2 Good | 3 Research and Teaching | 0 | [5 empty] | LE00103 | 36663.53 | 0
EPS | Chemistry | R0281 | Sirius PCA 200 (A) with RPRO 2 | 04-05 | 2006-08-01 06:00 |  |  | Sirius PCA 200 (A) with RPRO 2 | School request write off |  | 2009-08-01 | [11 empty] | LE00103 | 21500 | 0
EPS | Chemistry | R0282 | micro solvent delivery unit | 04-05 | 2006-08-01 06:00 |  | Shimadzu | Shimadzu accuspot/micro solvent delivery unit | MIB Building Prof Goodacre |  | 2009-08-01 | Roy Goodacre | Roy Goodacre | 1 Good | 2 Good | 3 Research and Teaching | 0 |  | 1h1 | 1. Process Equipment – Physical | H. Sample Manipulation | 1. Robot | LE00103 | 66045.09 | 0
EPS | Chemistry | R0283 | axima CFR Plus | 04-05 | 2006-08-01 06:00 |  | Shimadzu | Shadzu axima CFR Plus | MIB Building Prof Goodacre |  | 2009-08-01 | Roy Goodacre | Roy Goodacre | 1 Good | 2 Good | 3 Research and Teaching | 0 |  | 3b3 | 3. Materials Characterisation | B. Spectrometry | 3. Mass Spectrometry | LE00103 | 132987.41 | 0
EPS | Chemistry | R0285 | 8 Node intel xeio cluster | 04-05 | 2006-08-01 06:00 |  |  | 8 Node intel xeio cluster and front | School request write off |  | 2009-08-01 | [11 empty] | LE00103 | 28509.03 | 0
EPS | Chemistry | R0286 | Spectrometer | 04-05 | 2006-08-01 06:00 |  | Perkin Elmer | Perkin Elmer LS 55 spectrometer | MIB Building Dr Webb |  | 2009-08-01 | Simon Webb | Simon Webb | 1 Good | 2 Good | 2 General purpose research | 0.1 |  | 3A7 | 3. Materials Characterisation | A. Spectroscopy | 7. Fluorescence | LE00103 | 20906.95 | 0
EPS | Chemistry | R0287 | Pegasus GC x GC system | 04-05 | 2006-08-01 06:00 |  | Leco | Anatune - Pegasus GC x GC system | MIB Building LG.034 |  | 2009-08-01 | Douglas Kell | Douglas Kell | 1 Good | 2 Good | 2 General purpose research | 0.1 |  | 3l5 | 3. Materials Characterisation | L. Chemical Analysis | 5. Chromatography | LE00103 | 175798 | 0
EPS | Chemistry | R0304 | SMT Rheometer | 04-05 | 2006-08-01 06:00 |  | TA Instruments | SMT Rheometer | OMIC (Price) |  | 2009-08-01 | Keith Nixon | Steve Yeates | 1 Good | 2 Good | 2 General purpose research | 0.1 |  | 3K2 | 3. Materials Characterisation | K. Mechanical Properties | 2. Rheometer | LE00103 | 83332.17 | 0
EPS | Chemistry | R0312 | Modular Semiconductor Parameter Analyzer | 04-05 | 2006-08-01 06:00 |  |  | 4157b Modular Semiconductor Parameter Analyzer | OMIC (Mike Turner) |  | 2009-08-01 | Mike Turner | Mike Turner |  |  |  | 0 | [5 empty] | LE00103 | 27638.35 | 0
EPS | Chemistry | R0316 | Stop-Flow System | 04-05 | 2006-08-01 06:00 |  | CEM | Voyager Stop-Flow System | OMIC (Mike Turner) |  | 2009-08-01 | Mike Turner | Mike Turner |  |  |  | 0 | [5 empty] | LE00103 | 38246.25 | 0
EPS | Chemistry | R0317 | Stop-Flow System | 04-05 | 2006-08-01 06:00 |  | CEM | Voyager Stop-Flow System | OMIC (Mike Turner) |  | 2009-08-01 | Mike Turner | Mike Turner |  |  |  | 0 | [5 empty] | LE00103 | 14628.75 | 0
EPS | Chemistry | R0327 | Spectrometer | 04-05 | 2006-08-01 06:00 |  | Bruker | Electron Spin Resonance Spectrometer | Basement (Dan Sells) |  | 2009-08-01 | Dan Sells |  | 1 Good | 2 Good | 2 General purpose research | 0 | [5 empty] | LE00103 | 422609.78 | 0
EPS | Chemistry | R0328 | Spectrometer | 04-05 | 2006-08-01 06:00 |  | Bruker | ELEXSYS Electron Spin Resonance Spectrometer | Basement (Dan Sells) |  | 2009-08-01 | Dan Sells |  | 1 Good | 2 Good | 2 General purpose research | 0 | [5 empty] | LE00103 | 46956.64 | 0
EPS | Chemistry | R0329 | Visualisation Platform & Interface | 04-05 | 2006-08-01 06:00 |  |  | Optica X Plus Visualisation Platform & Interface (50% of Invoice) | OMIC (Yates/Coppo) |  | 2009-08-01 | [5 empty] | 0 | [5 empty] | LE00103 | 19035 | 0
EPS | Chemistry | R0330 | Deposition System | 04-05 | 2006-08-01 06:00 |  |  | 50% Deposit on XYZ Deposition System | OMIC (Nixon) |  | 2009-08-01 | Keith Nixon | Keith Nixon |  |  |  | 0 | [5 empty] | LE00103 | 13218.75 | 0
EPS | Chemistry | R0332 | Deposition System | 04-05 | 2006-08-01 06:00 |  |  | Deposition System | OMIC (Nixon) |  | 2009-08-01 | Keith Nixon | Keith Nixon |  |  |  | 0 | [5 empty] | LE00103 | 13218.75 | 0
EPS | Chemistry | R0333 | Visualisation Platform | 04-05 | 2006-08-01 06:00 |  |  | Visualisation Platform 50 % of order | OMIC (Nixon) |  | 2009-08-01 | Keith Nixon | Keith Nixon |  |  |  | 0 | [5 empty] | LE00103 | 19035 | 0
EPS | Chemistry | R0345 | Squid Magnetometer | 05-06 | 2006-08-01 06:00 |  | MRL | Squid Magnetometer | B18 (R E Winpenny) |  | 2009-08-01 | Dave Collinson | Dave Collinson | 1 Good | 2 Good | 2 General purpose research | 0 |  | 3j2 | 3. Materials Characterisation | J. Magnetometry | 2. SQUID | R011607 | 217616.49 | 0
EPS | Chemistry | R0348 | Viscotek GPC System | 05-06 | 2006-08-01 06:00 |  | Malvern | Viscotek GPC System | OMIC (Nixon) |  | 2009-08-01 | Keith Nixon | Steve Yeates | 1 Good | 2 Good | 2 General purpose research | 0 |  | 3l5 | 3. Materials Characterisation | L. Chemical Analysis | 5. Chromatography | R010522 | 29492.5 | 0
EPS | Chemistry | R0358 | B3 synthesiser | 05-06 | 2006-08-01 06:00 |  | Combimatrix Corp | Combimatrix corporation - B3 synthesiser | MIB Building Prof Kell |  | 2009-08-01 | Dave Ellis | Douglas Kell | 1 Good | 2 Good | 2 General purpose research | 0.1 | [5 empty] | R012755 | 127417.4 | 0
EPS | Chemistry | R0382 | DMA Full Mode | 05-06 | 2006-08-01 06:00 |  | Triton | DMA Full Mode | OMIC (Nixon) |  | 2009-08-01 | Keith Nixon | Mike Turner | 1 Good | 2 Good | 2 General purpose research | 0 |  | 3K1 | 3. Materials Characterisation | K. Mechanical Properties | 1. Tensometer | R010522 | 54498.85 | 0
EPS | Chemistry | R0384 | ZEN3600 Zetasizer Nano-zs + ZEN1001 Multi purpose titrator | 05-06 | 2006-08-01 06:00 |  | Malvern | ZEN3600 Zetasizer Nano-zs + ZEN1001 Multi purpose titrator | OMIC (Sanchez/Yates/Nixon |  | 2009-08-01 | Keith Nixon | Mike Turner | 1 Good | 2 Good | 2 General purpose research | 0.1 |  | 3M1 | 3. Materials Characterisation | M. Physical Properties | 1. Particle Size Analysis | R010522 | 49179.63 | 0
EPS | Chemistry | R0389 | XE-100 AFM System | 05-06 | 2006-08-01 06:00 |  | Park Systems | XE-100 AFM System | OMIC Mike Turner Basement |  | 2009-08-01 | Mike Turner | Mike Turner | 1 Good | 2 Good | 2 General purpose research | 0.1 |  | 3f1 | 3. Materials Characterisation | F. Surface Probe Microscopy | 1. Atomic Force | R010522 | 84280.4 | 0
EPS | Chemistry | R0391 | lazer and titrator | 05-06 | 2006-08-01 06:00 |  |  | Zetasizer Nano-ZS wuth lazer and titrator | School request write off |  | 2009-08-01 | Keith Nixon | [10 empty] | R010874 | 49091.5 | 0
EPS | Chemistry | R0394 | Mars unit 240/ 50 feature | 05-06 | 2006-08-01 06:00 |  | CEM | Mars unit 240/ 50 feature | 3.15 (Winpenny/McInnes) |  | 2009-08-01 | Richard Winpenny | Richard Wimpenny | 1 Good | 2 Good | 2 General purpose research | 0.5 | [5 empty] | R011797 | 29451.37 | 0
EPS | Chemistry | R0397 | MPMS package | 05-06 | 2006-08-01 06:00 |  |  | Remote super conducting microscope | B18 (McInnes) |  | 2009-08-01 | Eric McInnes |  | 1 Good | 2 Good | 2 General purpose research | 0 | [5 empty] | R011607 | 38402.91 | 0
EPS | Chemistry | R0403 | HPLC SYSTEM | 05-06 | 2005-09-01 06:00 |  |  | CH2901449 HPLC SYSTEM | MIB Building Dr Micklefield |  | 2008-09-01 | Jason Micklefield | Jason Micklefield | 1 Good | 2 Good | 2 General purpose research | 0.1 |  | 3l5 | 3. Materials Characterisation | L. Chemical Analysis | 5. Chromatography | R012735 | 34000 | 0
EPS | Chemistry | R0411 | E500-U300R CONSOLE & DATASYSTEM UPGRADE | 06-07 | 2006-08-01 06:00 |  | Bruker | E500-U300R CONSOLE & DATASYSTEM UPGRADE AS PER QUOTE REF06242032 | Chemistry Building B.04 Morris |  | 2009-08-01 | David Collison | Dave Collinson | 1 Good | 2 Good | 2 General purpose research | 0 |  | 3a5 | 3. Materials Characterisation | A. Spectroscopy | 5. EPR | R012237 | 30330 | 0
EPS | Chemistry | R0412 | EMX MICRO 8/2.7 | 06-07 | 2006-08-01 06:00 |  | Bruker | EMX MICRO 8/2.7 AS PER QUOTE REF 06242034 | Chemistry Building B.04 Morris |  | 2009-08-01 | David Collison | Dave Collinson | 1 Good | 2 Good | 2 General purpose research | 0 |  | 3a5 | 3. Materials Characterisation | A. Spectroscopy | 5. EPR | R012237 | 33469.5 | 0
EPS | Chemistry | R0417 | Acquity UPLC System | 06-07 | 2006-11-01 06:00 |  | Waters | Waters Ltd Acquity UPLC System and accessories as per quote | MIB Building Prof Kell |  | 2009-11-01 | Dave Ellis | Douglas Kell | 1 Good | 2 Good | 3 Research and Teaching | 0 |  | 3l5 | 3. Materials Characterisation | L. Chemical Analysis | 5. Chromatography | R012755 | 38532.5 | 0
EPS | Chemistry | R0418 | HPLC SYSTEM | 06-07 | 2006-11-01 06:00 |  |  | HPLC System, including accessories, PC & software and delivery as per quote | MIB Building Prof Kell |  | 2009-11-01 | Dave Ellis | Douglas Kell | 1 Good | 2 Good | 3 Research and Teaching | 0 |  | 3l5 | 3. Materials Characterisation | L. Chemical Analysis | 5. Chromatography | R012755 | 26152.01 | 0
EPS | Chemistry | R0419 | LTQ Orbitrap | 06-07 | 2006-12-01 06:00 |  | Thermo | LTQ Orbitrap and associated accessories as shown in quotation | MIB Building Prof Kell |  | 2009-12-01 | Dave Ellis | Douglas Kell | 1 Good | 2 Good | 3 Research and Teaching | 0 |  | 3b3 | 3. Materials Characterisation | B. Spectrometry | 3. Mass Spectrometry | R012755 | 128600 | 0
EPS | Chemistry | R0421 | JPK NANOWIZARD SYSTEM | 06-07 | 2006-12-01 06:00 |  | JPK | JPK NANOWIZARD SYSTEM WITH ACCESSORIES AS PER ATTACHED LIST | Chemistry Building 2nd Floor Pro Anderson |  | 2009-12-01 | Mike Anderson | Mike Anderson | 1 Good | 2 Good | 3 Research and Teaching | 0 |  | 3f1 | 3. Materials Characterisation | F. Surface Probe Microscopy | 1. Atomic Force | R100002 | 185091.87 | 0
EPS | Chemistry | R0437 | LTQ Orbitrap | 06-07 | 2007-02-01 06:00 |  | Thermo | LTQ Orbitrap and associated accessories as shown in quotation | MIB Building Prof Kell |  | 2010-02-01 | Dave Ellis | Douglas Kell | 1 Good | 2 Good | 3 Research and Teaching | 0 |  | 3b3 | 3. Materials Characterisation | B. Spectrometry | 3. Mass Spectrometry | R012755 | 192900 | 0
EPS | Chemistry | R0440 | ER 298-XS-u SUPER X UPGRADE | 06-07 | 2007-03-01 06:00 |  | Bruker | ER 298-XS-u SUPER X UPGRADE ER4112HV-Q/FT FULL SPEC AS PER QUOTE 06242033 | Chemistry Building basement Prof Collison |  | 2010-03-01 | Dan Sells | Dave Collinson | 1 Good | 2 Good | 2 General purpose research | 0 | [5 empty] | R012237 | 56417.62 | 0
EPS | Chemistry | R0441 | Colloid Separation System | 06-07 | 2006-08-01 06:00 |  |  | Colloid Separation System | School request write off |  | 2009-08-01 | David Collison |  | 1 Good | 2 Good | 2 General purpose research | 0 | [5 empty] | R011528 | 19907.78 | 0
EPS | Chemistry | R0441 | Colloid Separation System |  | 2010-08-01 |  |  | Colloid Separation System | School request write off |  | 2010-09-01 | David Collison |  | 1 Good | 2 Good | 2 General purpose research | 0 | [5 empty] | R012337 | 68571.22 | 0
EPS | Chemistry | R0442 | NMR Equipment | 06-07 | 2007-02-01 06:00 |  | Varian | NMR Equipment, Software and Services | Chemistry Building basement Morris |  | 2010-02-01 | Gareth Morris | Gareth Morris | 1 Good | 2 Good | 3 Research and Teaching | 0 |  | 3a3 | 3. Materials Characterisation | A. Spectroscopy | 3. Nuclear Magnetic Resonance | R012355 | 199221.23 | 0
EPS | Chemistry | R0444 | Computer Cluster | 06-07 | 2007-03-01 06:00 |  | Sreamline | COMPUTER CLUSTER (SOLUTION) FRONT END MANAGEMENT SERVER FULL SPEC AS PER QUOTE REF Q-01144-056-MAN-05.1 | Chemistry Building 7th Floor Hillier |  | 2010-03-01 | Mark Vincent | Ian Hillier | 2 Adequate | 3 Adequate | 3 Research and Teaching | 0 | [5 empty] | R010901 | 49633.06 | 0
EPS | Chemistry | R0448 | Spectrometer | 06-07 | 2007-05-01 06:00 |  | Bruker | AVANCE III 400 NMR SPECTROMETER FULL SPEC AND UPGRADES, SOFTWARE AND SERVICES AS SPECIFIED ON QUOTE REF 06241319 | Chemistry Building |  | 2010-05-01 | Roger Speak | Chris Muryn | 1 Good | 2 Good | 2 General purpose research | 0 | NMR Servicehttp://www.chemistry.manchester.ac.uk/research/facilities/NMR/ | 3a3 | 3. Materials Characterisation | A. Spectroscopy | 3. Nuclear Magnetic Resonance | R012355 | 664434.64 | 0
EPS | Chemistry | R0486 | SPECTROMETERS | 07-08 | 2008-05-01 |  | Renishaw | 3 X LASER RAMAN SPECTROMETERS | MIB Building LASER LABORATORY ROOM 1.062 | 351626 | 2011-05-01 18:00 | Roy Goodacre | Roy Goodacre | 1 Good | 2 Good | 3 Research and Teaching | 0 |  | 3A1 | 3. Materials Characterisation | A. Spectroscopy | 1. Raman | R012770 | 26740.18 | 0
EPS | Chemistry | R0487 | Spectrometer | 07-08 | 2008-05-01 |  | Bruker | AVANCE III 400 NMR SPECTROMETER FULL SPEC AND UPGRADES, SOFTWARE AND SERVICES AS SPECIFIED ON QUOTE REF 06241319 | Chemistry Building | 152477 | 2011-05-01 18:00 | Roger Speak | Chris Muryn | 1 Good | 2 Good | 2 General purpose research | 0 | NMR Servicehttp://www.chemistry.manchester.ac.uk/research/facilities/NMR/ | 3a3 | 3. Materials Characterisation | A. Spectroscopy | 3. Nuclear Magnetic Resonance | R012355 | 73826.07 | 0
EPS | Chemistry | R0495 | Core High Resolution Imaging System | 07-08 | 2009-02-01 |  | Delta Vision | DeltaVision Core High Resolution Imaging System | MIB Building | 391002 | 2012-02-01 18:00 | Dave Ellis | Douglas Kell | 1 Good | 2 Good | 2 General purpose research | 0.1 | [5 empty] | R012755 | 200000 | 0
EPS | Chemistry | R0502 | SPECTROPHOTOMETER | 07-08 | 2008-05-01 |  | Jasco | J-815 CD spectrophotometer 6775-J003A | Chemistry Building 3RD FLOOR | 219797 | 2011-05-01 18:00 | Jonathan Claydon | Jonathon Claydon | 1 Good | 2 Good | 2 General purpose research | 0.1 |  | 3A2 | 3. Materials Characterisation | A. Spectroscopy | 2. Infra-Red | R100761 | 49000 | 0
EPS | Chemistry | R0507 | Image Prep System | 07-08 | 2008-06-01 |  |  | Image Prep System | MIB Building 2.042 | 351625 | 2011-06-01 18:00 | Dave Ellis | Roy Goodacre | 1 Good | 2 Good | 2 General purpose research | 0.1 | [5 empty] | R012770 | 35650 | 0
EPS | Chemistry | R0512 | laser | 07-08 | 2008-07-01 |  |  | SC400-20-PP Supercontinuum Fibre Laser | School request write off | 352614 | 2011-07-01 18:00 | Robert Dryfe |  | 1 Good | 2 Good | [7 empty] | R103670 | 33781.25 | 0
EPS | Chemistry | R0518 | MicroCal iTC200 | 07-08 | 2009-02-01 |  | Microcal | MicroCal iTC200 as per your quotation EUGB19061295A | MIB Building | 396291 | 2012-02-01 18:00 | Dave Ellis | Douglas Kell | 1 Good | 2 Good | 2 General purpose research | 0.1 |  | 3M3 | 3. Materials Characterisation | M. Physical Properties | 3. Thermal | R012755 | 71420 | 0
EPS | Chemistry | R0542 | Multimax System | 08-09 | 2009-02-01 |  | Mettler Toledo | Multimax System | MIB Building | 457192 | 2012-02-01 18:00 | Kirk Malon | Nicholas Turner | 1 Good | 2 Good | 1 Dedicated to particular experiment | 0 |  | 1g6 | 1. Process Equipment – Physical | G. Chemical Reactor | 6. Automated Synthesis | R105650 | 58000 | 0
EPS | Chemistry | R0544 | Agilent automated gradient LC | 08-09 | 2009-02-01 |  | Agilent | Agilent automated gradient LC GB-E238-0908-1182 | MIB Building | 430491 | 2012-02-01 18:00 | Kirk Malon | Nicholas Turner | 1 Good | 2 Good | 1 Dedicated to particular experiment | 0 |  | 3l5 | 3. Materials Characterisation | L. Chemical Analysis | 5. Chromatography | R105650 | 58424.5 | 0
EPS | Chemistry | R0555 | Innoscan 700 Scanner | 08-09 | 2009-04-01 |  | Arrayit | Innoscan 700 Microarray Scanner | MIB Building | 453660 | 2012-04-01 18:00 | Dave Ellis | Douglas Kell | 1 Good | 2 Good | 2 General purpose research | 0.1 |  | 3A7 | 3. Materials Characterisation | A. Spectroscopy | 7. Fluorescence | R100171 | 27150 | 0
EPS | Chemistry | R0566 | Axima confidence MALDI system | 08-09 | 2009-03-01 |  | Shimadzu | Axima confidence MALDI system with polymer software | Chemistry Building GE.03 | 491748 | 2012-03-01 18:00 | Roger Speak | Mike Turner | 1 Good | 2 Good | 3 Research and Teaching | 0 | Mass Spectrometryhttp://www.chemistry.manchester.ac.uk/research/facilities/m-spec/ | 3b3 | 3. Materials Characterisation | B. Spectrometry | 3. Mass Spectrometry | R107869 | 144900 | 0
EPS | Chemistry | R0572 | HECUS SAXS Instrument | 08-09 | 2009-04-01 |  | Hecus | Cu K-aplha microfocus source and Pilatus 100 detector | Chemistry Building - 5th floor Room 5.62 | 509313 | 2012-04-01 18:00 | Chris Muryn | Mike Turner | 1 Good | 2 Good | 2 General purpose research | 0.5 | X-Ray Diffractionhttp://www.chemistry.manchester.ac.uk/research/facilities/xtal/ | 3h1 | 3. Materials Characterisation | H. Diffraction | 1. X-ray | R107869 | 322242.66 | 0
EPS | Chemistry | R0590 | PI-HE-2GB Two Glove System One Glove Box and accessories | 08-09 | 2009-07-01 |  |  | Inert atmosphere glove Box | Radiochemistry centre in the School of chemistry (5th floor) | 498741 | 2012-07-01 18:00 | Katie Law | Louise Natrajan | 1 Good | 2 Good | 1 Dedicated to particular experiment | 0.1 | RadioChemistryhttp://crr.manchester.ac.uk/ | 1D3 | 1. Process Equipment – Physical | D. Controlled Environment | 3. Glove Box | R106713 | 28182.18 | 0
EPS | Chemistry | R0600 | Twin Glovebox | 08-09 | 2009-07-01 |  | Mbraun | Twin Glove Box System (MBraun) and Evaporator | 1.32 | 547118 | 2012-07-01 18:00 | Mike Turner | Mike Turner | 1 Good | 2 Good | 1 Dedicated to particular experiment | 0 |  | 1D3 | 1. Process Equipment – Physical | D. Controlled Environment | 3. Glove Box | R107869 | 90000 | 0
EPS | Chemistry | R0615 | Hybrid Liquid Handling System | 09-10 | 2009-09-01 |  | Beckman Coulter | Biomek FXp 96 ChannelSpan 8 Hybrid Liquid Handling System | MIB | 506651 | 2012-09-01 18:00 | Hans Westerhoff | Hans Westerhoff | 1 Good | 2 Good | 2 General purpose research | 0.1 |  | 1h1 | 1. Process Equipment – Physical | H. Sample Manipulation | 1. Robot | R012755 | 150040 | 0
EPS | Chemistry | R0617 | Fermenters in chemostat setup | 09-10 | 2009-09-01 |  |  | Two fermenters in chemostat setup | MIB | 520828 | 2012-09-01 18:00 | Hans Westerhoff | Hans Westerhoff | 1 Good | 2 Good | 2 General purpose research | 0.1 |  | 2a4 | 2. Process Equipment – Biological | A. Growth and Manipulation | 4. Fermentology | R012755 | 26981.5 | 0
EPS | Chemistry | R0618 | NanoScope V Control Station | 09-10 | 2009-10-01 |  | Bruker | Upgrade to NanoScope V Control Station | MIB | 584569 | 2012-10-01 18:00 | Lu Shin Wong | Lu Shin Wong | 1 Good | 2 Good | 2 General purpose research | 0.1 |  | 3f1 | 3. Materials Characterisation | F. Surface Probe Microscopy | 1. Atomic Force | R105777 | 43700 | 0
EPS | Chemistry | R0620 | Linux 5 Server | 09-10 | 2009-10-01 |  |  | Brocade 300 FCB/Linux 5 Server/Poweredge R710 Rack Chassis/Smart Value AX4-5f | MIB | 571009 | 2012-10-01 18:00 | Hans Westerhoff | Hans Westerhoff | 1 Good | 2 Good | 2 General purpose research | 0.1 | [5 empty] | R012755 | 42882.61 | 0
EPS | Chemistry | R0624 | Waters XevoTQ/nAcquity hplc | 09-10 | 2009-11-01 |  | Waters | Waters XevoTQ/nAcquity hplc | MIB Building | 573188 | 2012-11-01 18:00 | Paul Sims | Paul Sims | 1 Good | 2 Good | 1 Dedicated to particular experiment | 0 | Mass Spechttp://www.mib.ac.uk/research/facilities/massspectometry/ | 3l5 | 3. Materials Characterisation | L. Chemical Analysis | 5. Chromatography | R107717 | 318408.36 | 0
EPS | Chemistry | R0633 | Glovebox + accessoirs | 09-10 | 2010-03-01 |  |  | Glovebox + accessoirs |  | 587614 | 2013-03-01 | David Collison |  | 1 Good | 2 Good | 2 General purpose research | 0 | [5 empty] | R111013 | 36878.59 | 0
EPS | Chemistry | R0651a | LVEM5 microscope | 09-10 | 2010-03-01 |  | Delong America | LVEM5 microscope | PSI 2.308 | 636009 | 2013-03-01 | Mike Turner | Mike Turner | 1 Good | 2 Good | 1 Dedicated to particular experiment | 0 |  | 3E1 | 3. Materials Characterisation | E. Electron/Ion Microscopy | 1. Scanning | R107869 | 114229.41 | 0
EPS | Chemistry | R0697 | CyFlow Space (CY-S-3001) | 10-11 | 2010-10-01 |  | Partec | CyFlow Space (CY-S-3001) | MIB Building | 719224 | 2013-10-01 | Dave Ellis | Douglas Kell | 1 Good | 2 Good | 2 General purpose research | 0.1 | [5 empty] | R012755 | 99500 | 0
EPS | Chemistry | R0753 | RSLCNano system JP/34893/B | 10-11 | 2011-03-01 |  |  | RSLCNano system JP/34893/B | School request write off | 790262 | 2014-03-01 18:00 |  |  | 1 Good | 2 Good | [7 empty] | R112956 | 49659.99 | 0
EPS | Chemistry | R0761 | Triple axis system and probe | 10-11 | 2011-07-01 |  |  | Triple axis system and probe | School request write off | 770625 | 2014-07-01 18:00 |  |  | 1 Good | 2 Good | [7 empty] | R103585 | 70803.2 | 0
EPS | Chemistry | R0775 | Phosphorescence Lifetime Spectrometer | 10-11 | 2011-10-01 |  |  | Phosphorescence Lifetime Spectrometer | School request write off | 807403 | 2014-10-01 18:00 |  |  | 1 Good | 2 Good | [7 empty] | P107885 | 5691.88 | 0
EPS | Chemistry | R0775 | Phosphorescence Lifetime Spectrometer | [19 empty] | R104622 | 12297.24 | 0
EPS | Chemistry | R0775 | Phosphorescence Lifetime Spectrometer | [19 empty] | R106713 | 15176.7 | 0
EPS | Chemistry | R0775 | Phosphorescence Lifetime Spectrometer | [19 empty] | R111952 | 6956.73 | 0
EPS | Chemistry | R0807 | Quanta 250FEG ESEM | 11-12 | 2012-02-01 |  | FEI UK Ltd | Quanta 250FEG ESEM | Dalton Cumbria Facility | 910417 | 2015-02-01 18:00 | Tim Abram | Tim Abram | 1 Good | 2 Good | 3 Research and Teaching | 0.3 | NTEC Suite | 5a1 | 5. Large Scale Instruments | A. Simulated Environments | 1. Driving | R111649 | 262791.6 | 0
EPS | Chemistry | R0809 | Platform LC Single Quadrople Mass Spectrometer | 11-12 | 2012-07-01 |  | Micromass | Quadrupole low res LC/MS For routine electrospray and APCI | GE03 | 916448 | 2016-03-31 | Roger Speak | Chris Muryn | 1 Good | 2 Good | 3 Research and Teaching | 0.1 | Mass Spectrometryhttp://www.chemistry.manchester.ac.uk/research/facilities/m-spec/ | 3b3 | 3. Materials Characterisation | B. Spectrometry | 3. Mass Spectrometry | R112995 | 22500 | 0
EPS | Chemistry | R0809 | Platform LC Single Quadrople Mass Spectrometer | 12-13 | 2012-07-01 |  | Micromass | Quadrupole low res LC/MS For routine electrospray and APCI | GE03 | 916448 | 2016-03-31 | Roger Speak | Chris Muryn | 1 Good | 2 Good | 3 Research and Teaching | 0.1 | Mass Spectrometryhttp://www.chemistry.manchester.ac.uk/research/facilities/m-spec/ | 3b3 | 3. Materials Characterisation | B. Spectrometry | 3. Mass Spectrometry | AA08313 | 4500 | 0
EPS | Chemistry | R0820 | Glovebox by MBraun | 12-13 | 2013-03-01 |  | De Lage Landen | Lease of Cell Insight Platform | Paterson Institute - Drug Discovery Lab | 1031426 | 2016-03-01 18:00 | Allan Jordan | Allan Jordan | 1 Good | 1 State of art | 2 General purpose research | 0.1 |  | 4G5 | 4. Sample Measurement/Analysis | G. Bio-Medical | 5. Cells | R115425 | 28480.76 | 0
EPS | Chemistry | R0820 | Glovebox by MBraun | 13-14 | 2013-03-01 |  | De Lage Landen | Lease of Cell Insight Platform | Paterson Institute - Drug Discovery Lab | 1031426 | 2017-03-01 | Allan Jordan | Allan Jordan | 1 Good | 1 State of art | 2 General purpose research | 0.1 |  | 4G5 | 4. Sample Measurement/Analysis | G. Bio-Medical | 5. Cells | AA08313 | 5704.98 | 831.9762
EPS | Chemistry | R0851 | Renishaw Micro-Raman Spectroscopy System | 12-13 | 2013-03-01 |  |  | Renishaw Micro-Raman Spectroscopy System |  | 985708 | 2013-03-01 | [11 empty] | R106895 | 57960 | 0
EPS | Chemistry | R0860 | Ex-demonstration Femtopower 1060 Supercontinuum | 12-13 | 2013-03-01 |  | Fianium | Ex-demonstration Femtopower 1060 Supercontinuum | Chemistry Building | 1041427 | 2014-05-31 | Louise Natrajan | Louise Natrajan | 1 Good | 2 Good | 2 General purpose research | 0 | [5 empty] | R113436 | 7300 | 0
EPS | Chemistry | R0860 | Ex-demonstration Femtopower 1060 Supercontinuum | [7 empty] | 2013-03-31 | Louise Natrajan | Louise Natrajan | 1 Good | 2 Good | 2 General purpose research | 0 | [5 empty] | FA02302 | 14400 | 0
EPS | Chemistry | R0860 | Ex-demonstration Femtopower 1060 Supercontinuum | [19 empty] | R115195 | 2880 | 0
EPS | Chemistry | R0860 | Ex-demonstration Femtopower 1060 Supercontinuum | [7 empty] | 2014-03-31 | Louise Natrajan | Louise Natrajan | 1 Good | 2 Good | 2 General purpose research | 0 | [5 empty] | R106713 | 8940 | 0
EPS | Chemistry | R0869 | SuperNova Diffraction System | 12-13 | 2013-03-01 |  | Agilent | Agilent- SuperNova E(Mo) single crystal diffractometer | 5.62 | via journal trf | 2016-03-01 18:00 | Chris Muryn | Chris Muryn | 1 Good | 1 State of art | 2 General purpose research | 0.1 | [5 empty] | AA10325 | 241164.24 | 0
EPS | Chemistry | R0872 | AFM upgrade: MULTIMODE8 UPGRADE | 12-13 | 2013-03-01 |  | Bruker | AFM Upgrade- MULTIMODE8 UPGRADE | Basement, Chemistry Building, Oxford road, Manchester M13 9PL | 1069537 | 2013-03-31 | Chris Muryn | Chris Muryn | 1 Good | 1 State of art | 2 General purpose research | 0.5 | [5 empty] | R115764 | 2207.28 | 0
EPS | Chemistry | R0872 | AFM upgrade: MULTIMODE8 UPGRADE | [6 empty] | via journal trf | 2016-03-01 18:00 | Chris Muryn | Chris Muryn | 1 Good | 1 State of art | 2 General purpose research | 0.5 | [5 empty] | AA10325 | 145486.32 | 0
EPS | Chemistry | R0873 | PureLab HE2&4 Glove Box | 12-13 | 2013-05-01 |  |  | PureLab HE2&4 Glove Box | Chemistry Bldg, Rm 2.055 | 1069703 | 2016-05-01 18:00 | [11 empty] | R115750 | 53629.11 | 0
EPS | Chemistry | R0874 | Aquity SQD2 Mass Spectrometer system | 12-13 | 2013-04-01 |  | Waters | Aquity SQD2 Mass Spectrometer system | G/F,Chemistry Building, Oxford road, Manchester M13 9PL | 1070894 | 2013-04-01 | Chris Muryn | Chris Muryn | 1 Good | 1 State of art | 2 General purpose research | 0 | [5 empty] | R115764 | 109200 | 0
EPS | Chemistry | R0875a | 400 MHz NMR spectrometer | 13-14 | 2013-11-01 |  | Bruker | Routine liquid state multinuclear NMR spectrometer | Chemistry Bldg, Rm B11 & B14 | 1073948 | 2013-11-01 | Chris Muryn | Gareth Morris | 1 Good | 1 State of art | 2 General purpose research | 0 | The instruments will be integrated into the NMR services provided within the School of Chemistry | 3a3 | 3. Materials Characterisation | A. Spectroscopy | 3. Nuclear Magnetic Resonance | R115764 | 442423.2 | 0
EPS | Chemistry | R0875b | 500 MHz NMR spectrometer | 13-14 | 2014-01-01 |  | Bruker | Routine liquid state multinuclear NMR spectrometer | Chemistry Bldg, Rm B11 & B14 | 1073948 | 2014-01-01 | Chris Muryn | Gareth Morris | 1 Good | 1 State of art | 2 General purpose research | 0 | The instruments will be integrated into the NMR services provided within the School of Chemistry | 3a3 | 3. Materials Characterisation | A. Spectroscopy | 3. Nuclear Magnetic Resonance | R115764 | 442423.2 | 0
EPS | Chemistry | R0876 | Mosquito LCP & benchtop LCP MIxer | 12-13 | 2013-03-01 |  | TTP Labtech | TTP Labtech Mosquito LCP (Nano drop crystallogenesis) | MIB LG-028 | 1075107 | 2016-03-01 18:00 | Colin Levy | Colin Levy | 1 Good | 1 State of art | 2 General purpose research | 0 | [5 empty] | R115612 | 80000 | 0
EPS | Chemistry | R0877 | Agilent 1260 Preparative HPLC System | 12-13 | 2013-03-01 |  | Agilent Technologies | Agilent 1260 prep HPLC, purification of compounds | MIB 3.048 | 1076414 | 2017-12-02 | Ian Rowles | Ian Rowles | 1 Good | 1 State of art | 2 General purpose research | 0 | [5 empty] | R115612 | 42327.04 | 11881.2744
EPS | Chemistry | R0878 | 2.5 MV Pelletron Accelerator | 15-16 | 2016-05-01 |  | NEC | 2.5 MV Pelletron Accelerator | G013 Dalton Cumbrian Facility | 1089449 | 2016-05-01 | Kan-Cheung Cheung | Simon Pimblott | 1 Good | 1 State of art | 2 General purpose research | 0 | [5 empty] | R115914 | 1345714 | 0
EPS | Chemistry | R0880 | Innova 44R stackable, programmable incubator shaker | 12-13 | 2013-03-01 |  | Innova | Innova 3 stack incubator | MIB outside room 2.047 | 1077274 | 2017-12-02 | Ian Rowles | Ian Rowles | 1 Good | 1 State of art | 2 General purpose research | 0 | [5 empty] | R115612 | 40466.52 | 11359.0232
EPS | Chemistry | R0881 | Sony SH800 cell sorter | 12-13 | 2013-05-01 |  | Sony | Sony SH800 | MIB 2.048 | 1083069 | 2017-12-02 | Ian Rowles | Ian Rowles | 1 Good | 2 Good | 2 General purpose research | 0 | [5 empty] | R115612 | 195048 | 56741.2364
EPS | Chemistry | R0885 | AKTA pure system | 12-13 | 2013-03-01 |  | GE Healthcare | AKTA pure (protein purification ) | MIB 3rd floor | 1076478 | 2017-12-02 | Ian Rowles | Ian Rowles | 1 Good | 2 Good | 2 General purpose research | 0 | [5 empty] | R115612 | 33164.6 | 9309.3614
EPS | Chemistry | R0904 | TECAN Infinite M200 Pro with duel injection | 12-13 | 2013-07-01 |  |  | Enzyme assays | MIB 2rd floor | 1128547 | 2017-12-02 | Ian Rowles | Ian Rowles | 1 Good | 2 Good | 2 General purpose research | 0 | [5 empty] | R115612 | 27535 | 8312.4528
EPS | Chemistry | R0937 | Modified Nanoflex AFM | 13-14 | 2014-03-01 |  | Nanosurf AG | This is a modified AFM that is capable of scanning probe nanolithography with large arrays of probes | MCR Institute of Biotechnology, Rm LG.043 | 1140679 | 2016-01-01 15:00 | Lu-Shin Wong | Lu-Shin Wong | 1 Good | 2 Good | 2 General purpose research | 0.5 |  | 3f1 | 3. Materials Characterisation | F. Surface Probe Microscopy | 1. Atomic Force | R115769 | 132348 | 0
EPS | Chemistry | R0942 | Advion Triversa Nanamate | 13-14 | 2014-01-01 |  |  | Liquid extraction surface analysis | Michael Barber Centre for Mass Spectrometry | 1204522 | 2017-12-02 | Perdita Barran | Perdita Barran | 1 Good | 2 Good | 2 General purpose research | [6 empty] | R115612 | 20964.33 | 7136.7932
EPS | Chemistry | R0942 | Advion Triversa Nanamate | [7 empty] | 2015-01-14 | Perdita Barran | Perdita Barran | 1 Good | 2 Good | 2 General purpose research | [6 empty] | R116782 | 20964.32 | 0
EPS | Chemistry | R0945 | WDS Analysis System (NNUF) | 13-14 | 2015-06-01 |  | Oxford Instruments | WDS Analysis System (NNUF) | Dalton Cumbrian Facility, Room G.006 | 1168988 / Jnl#303633 | 2016-10-01 | Enrique Jimenez-Melero | Simon Pimblott | 1 Good | 1 State of art | 2 General purpose research |  | Dalton Cumbria Facility | 30000 |  |  |  | R116996 | 85038 | 10629.75
EPS | Chemistry | R0948 | HDX SYNAPT G2-Si MS | 13-14 | 2014-03-01 |  | Waters | HDX SYNAPT G2-Si MS | Rm G.047/048, MIB(MCR Interdisciplinary Biocentre) | 1196844 | 2015-01-14 | Perdita Barran | Perdita Barran | 1 Good | 2 Good | 1 Dedicated to particular experiment | 0 | Yes - the Michael Barber Centre for Collaborative Mass Spectrometry | 3b3 | 3. Materials Characterisation | B. Spectrometry | 3. Mass Spectrometry | R116782 | 387500 | 0
EPS | Chemistry | R0953 | IT Purelab HE 2 custom Glovebox | 13-14 | 2014-07-01 |  | Innovative Technology Inc | Inert atmosphere glovebox-enables the preparation and manipulation of air sensitive compounds | Chemistry lab 5.52 | 1212982 | 2014-07-01 | Louise Natrajan | Louise Natrajan | 1 Good | 2 Good | 1 Dedicated to particular experiment | 0 | no | D13 |  |  |  | R106713 | 21278.06 | 0
EPS | Chemistry | R0984 | Super Inkjet Printer (SIJ-S050) | 13-14 | 2014-04-01 |  | PEL | to assist research | Rm 1.068, Chemistry Bldg | 1229832 | 2014-08-01 18:00 | Stephen Yeates |  | 1 Good | 2 Good | 2 General purpose research | 0.5 | [5 empty] | R116369 | 164595.45 | 0
EPS | Chemistry | R0999 | Broad Energy Detector system x2 | 13-14 | 2014-04-01 |  | Canberra Industries, Inc. | High-resolution gamma-ray detection | DCF near target room, The Mill, S22 | 1204399 | 2014-04-01 | Enrique Jimenez-Melero and Abbie Jones | Simon Pimblott and Abbie Jones | 1 Good | 2 Good | 2 General purpose research |  | Yes - dalton.manchester.ac.uk/dcf | 3N1 |  |  |  | R117076 | 23377.96 | 0
EPS | Chemistry | R0999 | Broad Energy Detector system x2 | [7 empty] | 2016-10-31 | Enrique Jimenez-Melero and Abbie Jones | Simon Pimblott and Abbie Jones | 1 Good | 2 Good | 2 General purpose research |  | Yes - dalton.manchester.ac.uk/dcf | 3N1 |  |  |  | R116996 | 10019.12 | 667.9413
EPS | Chemistry | R1000 | Fast valves for Pelletron Accelerator system | 13-14 | 2015-04-01 |  | National Electrostatics Corporation | Fast Acting Valves to protect accelerator vacuum system from burst vacuum windows | Dalton Cumbrian Facility. Room G.013 | 1228961 (Jnl#314076) | 2016-10-31 | Alexander Smith | Simon Pimblott | 1 Good | 2 Good | 1 Dedicated to particular experiment | 0 | Dalton Cumbrian Facility Pelletron Ion Beam Accelerator | 6d4 | 6. Infrastructure | D. Laboratory | 4. Vacuum | R116996 | 29056.8 | 3228.5333
EPS | Chemistry | R1037 | Time-domain Thermoreflectance System | 14-15 | 2015-03-01 |  | Linseis Messgeräte GmbH | The Time-domain Thermoreflectance system allows to measure the thermal properties (i.e. thermal diffusivity and thermal conductivity) of bulk materials and thin films at selected temperatures from room temperature up to 500°C, either in air, under vacuum (to 10E-4 mbar) or in inert, oxidising or reducing atmosphere. | 2 | 1229136 | 2016-10-31 | Enrique Jimenez-Melero | Simon Pimblott | 1 Good | 2 Good | 2 General purpose research | 1 | Dalton Cumbrian Facility, as part of the National Nuclear User Facility | 3M3 | 3. Materials Characterisation | M. Physical Properties | 3. Thermal | R116996 | 227880 | 23987.3684
EPS | Chemistry | R1045 | Two-dimensional X-ray diffraction (2D-XRD) system | 14-15 | 2015-06-01 |  | PANalytical Ltd | The 2D-XRD system allows to perform in-situ X-ray diffraction studies of polycrystalline and powder samples at selected temperatures between room temperature and 2300C in air or under vacuum, using either Cu or Co radiation. | Dalton Cumbrian Facility - Characterisation Lab G.006 | 1225375 (Jnl#343477) | 2016-10-31 | Enrique Jimenez-Melero | Simon Pimblott | 1 Good | 1 State of art | 2 General purpose research | 1 | Dalton Cumbrian Facility, as part of the National Nuclear User Facility | 3h1 | 3. Materials Characterisation | H. Diffraction | 1. X-ray | R116996 | 294823.18 | 36852.8975
EPS | Chemistry | R1049 | Recirculation loop for radiolytic studies in water at high temperature and pressure. | 14-15 | 2015-03-27 |  | Cormet Testing Systems | Radiation chemistry and corrosion studies in water and aqueous solutions at high temperature/high pressure. | DCF, "Far Target Room". | 1265586 | 2016-10-31 | Aliaksandr Baidak and Elizabeth Parker-Quaife | Simon Pimblott | 1 Good | 1 State of art | 0 | 0 | Yes, dalton.manchester.ac.uk/dcf | 3L3 | 3. Materials Characterisation | L. Chemical Analysis | 3. Liquid Analysis | R116996 | 116885.73 | 12303.7611
EPS | Chemistry | R1078 | Positron Doppler Broadening Spectrometer | 14-15 | UC |  | AMETEK Advanced Measurement Technology | Measure the Doppler broadening of the 511KeV emission line, mainly due to the electron momnetum distribution at the positron site at the time of the positron/electron annihilation event. | Dalton Cumbrian Facility (DCF) | 1372288 | - | Dalton Cumbrian Facility | Simon Pimblott | 2 |  |  |  | http://www.dalton.manchester.ac.uk/discover/daltoncumbrianfacility/ |  |  |  |  | R116996 | 0 | 0
EPS | Chemistry | E01074 | Exactive Plus EMR HSD orbitrap mass spectrometer | 14-15 | 2015-08-20 |  | Thermo | Orbitrap mass spectrometer for accurate mass measurement | Chemistry, mass spectrometery laboratory GE033 | 1386289 | 2018-08-01 | Dr. I.Strashnov | Dr. C. Muryn | 1 Good | 1 State of art | 1 Dedicated to particular experiment | 1 | no | 3b3 | 3. Materials Characterisation | B. Spectrometry | 3. Mass Spectrometry | AA13251 | 285041.11 | 190027.4067
EPS | Chemistry | E01076 | NMR Spectrometer | 14-15 | 2015-06-01 |  | Bruker UK Limited | Measurement of NMR spectra | Chemistry, 2nd Floor Teaching Laboratory | 1366913 | 2018-06-01 | Dr. Chris Muryn | Dr. Ralph Adams | 1 Good | 1 State of art | 3 Research and Teaching | 0 | no | 3a3 | 3. Materials Characterisation | A. Spectroscopy | 3. Nuclear Magnetic Resonance | AA13250 | 138000 | 84333.3333
EPS | Chemistry | R1118 | Glycan System | 15-16 | 2015-12-01 |  |  |  |  | 1474100 | 2020-09-30 |  | 2 | 2 | [8 empty] | R118450 | 80303.42 | 69032.7646
EPS | Chemistry | E01096 | Micromeritics 3Flex 3500 Multi-Port High-Throughput Micropore Gas Adsorption Analyser | 15-16 | 2016-01-01 |  |  | Micromeritics 3Flex 3500 Multi-Port High-Throughput Micropore Gas Adsorption Analyser | Basement Chemistry Building | 1459786 | 2019-01-01 | Basement Chemistry Building | Martin Schröder | 2 | [8 empty] | AA13453 | 123732.1 | 99673.0806
EPS | Chemistry | E01097 | NEW XploRA PLUS V1.2 Å MULTILINE Confocal Raman microscope Part - XPLORA+/ML | 15-16 | 2016-01-01 |  |  | XploRA PLUS V1. | 2 | 1442019 | 2019-01-01 |  |  | 2 | [8 empty] | AA14166 | 163740 | 131901.6667
EPS | Chemistry | R0773a | MPMS XL | 10-11 | 2012-07-01 |  | Cryogenic Ltd | Super Conducting Magnet | PSI | 808837 | 2015-07-01 18:00 | Brian Towlson | Dave Collinson | 1 Good | 2 Good | 2 General purpose research | 0.2 | EPR Facility | 3j2 | 3. Materials Characterisation | J. Magnetometry | 2. SQUID | AA10325 | 177500 | 0
EPS | Chemistry | R0773a | MPMS XL | [19 empty] | R112976 | 407213.77 | 0
EPS | Chemistry | R0773b | Bruker EMX Micro C2006 | 11-12 | 2012-07-01 |  | Cryogenic Ltd | Super Conducting Magnet restricted field | PSI | 808837 | 2015-07-01 18:00 | Brian Towlson | Dave Collinson | 1 Good | 2 Good | 2 General purpose research | 0.2 | EPR Facility | 3j2 | 3. Materials Characterisation | J. Magnetometry | 2. SQUID | R112976 | 1079591.44 | 0
EPS | Chemistry | R0773c | ODMR Magnetic Resonance | 11-12 | 2012-07-01 |  | Cryogenic Ltd | Optically detected/excited spin resanance | PSI | 808837 | 2015-07-01 18:00 | Brian Towlson | Dave Collinson | 1 Good | 2 Good | 2 General purpose research | 0.2 | EPR Facility | 3j2 | 3. Materials Characterisation | J. Magnetometry | 2. SQUID | R112976 | 400000 | 0
EPS | Chemistry | R0773d | MPMS Intermediate | 10-11 | 2012-07-01 |  | Cryogenic Ltd | Super Conducting Magnet | PSI | 808837 | 2015-07-01 18:00 | Brian Towlson | Dave Collinson | 1 Good | 2 Good | 2 General purpose research | 0.2 | EPR Facility | 3j2 | 3. Materials Characterisation | J. Magnetometry | 2. SQUID | AA10325 | 177500 | 0
EPS | Chemistry | R1123 | Bruker AXS SAS | 15-16 | 2016-03-01 |  | Bruker | Used to measure the thickness of 2D Materials | Chemistry G.04 | 1496949 | 2020-08-31 | Cinzia Casiraghi | Cinzia Casiraghi | 1 Good | 2 Good | Graphene | n/a | Yes | n/a | Materials Characterisation | Surface Probe Microscopy | Atomic Force | R118856 | 124750 | 112981.1321
EPS | Chemistry | R1139 | Micro-Raman Spectroscopy System | 15-16 | 2016-05-15 |  |  |  |  | 1495441 | 2020-08-31 | [11 empty] | R118856 | 193884.8 | 182479.8118
EPS | Computer Science | E01016 | SpiNNaker V5.1 Expansion | 15-16 | 2016-07-26 |  |  | SpiNNaker V5.1 Expansion | SpiNNaker Facility” 2nd Floor Kilburn | PO1283886, PO1325591, PO13292978, PO1417394, PO1417559, PO1418208, PO1418292, PO1423075, PO1426793, PO1426847, PO1427404 | 2019-07-01 | Steve Temple | Steve Temple | 2 | [8 empty] | AA12717 | 263656.32 | 256332.5333
EPS | Computer Science | R0573a | Veeco Dimension SPM System | 08-09 | 2009-04-01 |  | Veeco | Veeco AFM DM-SYS Dimension SPM System | Re-located to the basement of School of Physics (was in Kilburn Building - IT128) | 498597 | 2012-04-01 18:00 | Thomas Thomson | Thomas Thomson | 1 Good | 1 State of art | 2 General purpose research | 0.2 | [5 empty] | AA00773 | 74970.62 | 0
EPS | Computer Science | R0597 | Dell PowerEdge R300 | 08-09 | 2009-08-01 |  | Dell | Dell PowerEdge R300 | Machine room Kilburn Building | 542280 | 2012-08-01 18:00 | Mike Keeley | Mike Keeley | 1 Good | 2 Good | 2 General purpose research | 0 | [5 empty] | R103509 | 39608.35 | 0
EPS | Computer Science | R0603 | Model 10 VSM Mkll | 08-09 | 2009-10-01 |  | Microsense | Model 10 VSM Mkll | IT Building IT103 | 507503 | 2012-10-01 18:00 | Thomas Thomson | Thomas Thomson | 1 Good | 1 State of art | 2 General purpose research | 0.1 | [5 empty] | R107512 | 179012.35 | 0
EPS | Computer Science | R0794 | GMW 3473 2T Electromagnet | 11-12 | 2011-09-01 |  | GMW Associates | GMW 3473 2T Electromagnet | IT Building IT103 | 809319 | 2014-09-01 18:00 | Tom Thomson |  | 1 Good | 2 Good | Dedicated to an experiment | 0.1 | [5 empty] | R107512 | 46359.82 | 0
EPS | Computer Science | R0794 | GMW 3473 2T Electromagnet |  | 2011-10-01 |  | GMW Associates | GMW 3473 2T Electromagnet | IT Building IT103 | 809319 | 2014-10-01 18:00 | Tom Thomson |  | 1 Good | 2 Good | Dedicated to an experiment | 0.1 | [5 empty] | R107007 | 14338.17 | 0
EPS | Computer Science | R0895 | 1 GPU Workstation and 1 QUAD CPU Storage solution | 12-13 | 2013-05-01 |  | Boston | Used to accelerate big data analytics as part of the Axle Project | Kilburn IT Building Room 307 | 1086970 | 2015-08-01 19:30 | Mikel Lujan | Mikel Lujan | 1 Good | 2 Good | 1. Dedicated to particular experiment | 0 | Equipment for a specific project - EU FP7 AXLE | 6a5 | 6. Infrastructure | A. IT | 5. Data Management | R115696 | 43585.16 | 0
EPS | Computer Science | E01071 | Zeiss SIGMA field-emission scanning electron microscope | 14-15 | 2015-07-01 |  | Zeiss | allows scanning electron microscopy imaging on nanoscale | Centre for Mesoscience and Nanotechnology, IT building, room 1.08. | 1351370 | 2018-07-01 | Centre for Mesoscience and Nanotechnology, IT building, room 1.08. | Irina Grigorieva/Tom Thomson | 1 Good | 1 State of art | 2 General purpose research |  | no |  |  |  |  | MH00468 | 13200 | 8433.3333
EPS | Dalton Institute | D0017 | [21 empty] | 100000 | 0
EPS | Dalton Institute | E00400 | SGI Configuration | 06-07 | 2007-06-01 |  |  | SGI Configuration | Kilburn Building computer Centre | 239840 | 2011-06-01 | Kevin Warren | Simon Pimblott | 1 Good | 2 Good | 1 Dedicated to particular experiment | 0 | Dalton Cumbria Facility | 6a1 | 6. Infrastructure | A. IT | 1. Server | FB00138 | 54000 | 0
EPS | Dalton Institute | E00400 | SGI Configuration | [19 empty] | R114867 | 54000 | 0
EPS | Dalton Institute | E00764 | Peletron | 09-10 | 2013-04-01 |  | NEC | SNICS II Projector | Dalton Cumbria Facility; Accelerator Hall, Rm DG.012 | 657217 | 2016-04-01 | Enrique Jimenez-Melero | Simon Pimblott | 1 Good | 1 State of art | 2 General purpose research | 0.3 | Dalton Cumbria Facility | 1A7 | 1. Process Equipment – Physical | A. Thin Film Deposition | 7. Ion Beam Deposition | R114867 | 1891478.02 | 0
EPS | Dalton Institute | E00764 | Pelletron | 09-10 | 2013-04-01 |  | NEC | SNICS II Projector | Dalton Cumbria Facility; Accelerator Hall, Rm DG.012 | 657217 | 2017-04-01 | Enrique Jimenez-Melero | Simon Pimblott | 1 Good | 1 State of art | 2 General purpose research | 0.3 | Dalton Cumbria Facility | 1A7 | 1. Process Equipment – Physical | A. Thin Film Deposition | 7. Ion Beam Deposition | FB00138 | 418592.49 | 69765.415
EPS | Dalton Institute | E00764 | Pelletron | 10-11 | 2013-04-01 |  | NEC | SNICS II Projector | Dalton Cumbria Facility; Accelerator Hall, Rm DG.012 | 657217 | 2013-04-01 | Enrique Jimenez-Melero | Simon Pimblott | 1 Good | 1 State of art | 2 General purpose research | 0.3 | Dalton Cumbria Facility | 1A7 | 1. Process Equipment – Physical | A. Thin Film Deposition | 7. Ion Beam Deposition | R112110 | 125000 | 0
EPS | Dalton Institute | E00824 | Cobalt 60 - Model 812 | 11-12 | 2012-06-01 |  | Foss Therapy | Self Contained Cobolt-60 | Dalton Cumbria Facility rm DG.015 | 872108 | 2016-06-01 | Ruth Edge | Simon Pimblott | 1 Good | 1 State of art | 2 General purpose research | 0.3 | Dalton Cumbria Facility | 1A7 | 1. Process Equipment – Physical | A. Thin Film Deposition | 7. Ion Beam Deposition | FB00138 | 0 | 0
EPS | Dalton Institute | E00824 | Cobalt 60 - Model 812 | [19 empty] | R114867 | 438971.72 | 0
EPS | Dalton Institute | E00831 | Cary 5000 with Internal DRA | 11-12 | 2011-12-01 |  | Agilent Tech | UV/Visible/near-IR spectrometer | Dalton Cumbrian Facility, Room G.008 | 894445 | 2015-12-01 | Ruth Edge | Simon Pimblott | 1 Good | 2 Good | 2 General purpose research | 0.3 | Dalton Cumbria Facility | 2e2 | 2. Process Equipment – Biological | E. Characterisation | 2. UV | FB00138 | 17576.54 | 0
EPS | Dalton Institute | E00831 | Cary 5000 with Internal DRA | [19 empty] | R114867 | 17576.55 | 0
EPS | Dalton Institute | E00835 | IR/Raman Spectrometer | 11-12 | 2011-12-01 |  | Bruker | FT-IR &IR Raman Spectrometer and Raman Microscope | Dalton Cumbrian Facility, Room G.006 | 808785 | 2016-10-01 | Ruth Edge | Simon Pimblott | 1 Good | 1 State of art | 3 Research and Teaching | 0.3 | Dalton Cumbria Facility | 3A1 | 3. Materials Characterisation | A. Spectroscopy | 1. Raman | R114867 | 164880 | 5685.5172
EPS | Dalton Institute | E00835 | IR/Raman Spectrometer | [7 empty] | 2016-12-01 06:00 | Ruth Edge | Simon Pimblott | 1 Good | 1 State of art | 3 Research and Teaching | 0.3 | Dalton Cumbria Facility | 3A1 | 3. Materials Characterisation | A. Spectroscopy | 1. Raman | FB00138 | 164880 | 10992
EPS | Dalton Institute | E00847 | BET TriStar II 3020 | 11-12 | 2012-07-01 |  | Micrometrics | Surface Area and Porosity System | Dalton Cumbrian Facility, Room G.008 | 918220 | 2016-07-01 | Ruth Edge | Simon Pimblott | 1 Good | 2 Good | 3 Research and Teaching | 0.3 | Dalton Cumbria Facility | 3g2 | 3. Materials Characterisation | G. Surface analysis | 2. Adsorption | FB00138 | 0 | 0
EPS | Dalton Institute | E00847 | BET TriStar II 3020 | [7 empty] | 2016-10-01 | Ruth Edge | Simon Pimblott | 1 Good | 2 Good | 3 Research and Teaching | 0.3 | Dalton Cumbria Facility | 3g2 | 3. Materials Characterisation | G. Surface analysis | 2. Adsorption | R114867 | 44114.36 | 1729.9749
EPS | Dalton Institute | E00888 | Oxford AZtec Synergy Advanced EBSD/EDS system | 12-13 | 2013-07-01 |  | Oxford Instruments | Oxford AZtec Synergy Advanced EBSD/EDS system | Dalton Cumbrian Facility | 1075851 | 2013-07-01 | Ruth Edge | Enrique Jimenez-melero | 1 Good | 1 State of art | 3 Research and Teaching | 0.3 | Dalton Cumbrian Facilityhttp://www.dalton.manchester.ac.uk/discover/daltoncumbrianfacility/ | 3 E1 |  |  |  | R115914 | 87999.6 | 0
EPS | Dalton Institute | E00889 | MOTORISED OLYMPUS GX71 INVERTED MICROSCOPE | 12-13 | 2013-07-01 |  | Olympus | MOTORISED OLYMPUS GX71 INVERTED MICROSCOPE | Dalton Cumbrian Facility | 1075863 | 2013-07-01 | Ruth Edge | Enrique Jimenez-melero | 1 Good | 2 Good | 2 General purpose research | 0.3 | Dalton Cumbrian Facilityhttp://www.dalton.manchester.ac.uk/discover/daltoncumbrianfacility/ | 3 D4 |  |  |  | R115914 | 62062.92 | 0
EPS | Dalton Institute | E00890 | EMDS70 DuraScan-70 Hardness Tester | 12-13 | 2013-07-01 |  | Struers | EMDS70 DuraScan-70 Hardness Tester | Dalton Cumbrian Facility | 1075998 | 2013-07-01 | Ruth Edge | Enrique Jimenez-melero | 1 Good | 2 Good | 2 General purpose research | 0.3 | Dalton Cumbrian Facilityhttp://www.dalton.manchester.ac.uk/discover/daltoncumbrianfacility/ | 3 K4 |  |  |  | R115914 | 57583.57 | 0
EPS | Dalton Institute | E00893 | Pulverisette 5 Planetary Ball Mill | 12-13 | 2013-07-01 |  | Gerhardt | Pulverisette 5 Planetary Ball Mill | Dalton Cumbrian Facility | 1084256 | 2013-08-01 | Ruth Edge | Enrique Jimenez-melero | 1 Good | 2 Good | 2 General purpose research | 0.3 | Dalton Cumbrian Facilityhttp://www.dalton.manchester.ac.uk/discover/daltoncumbrianfacility/ | 6 C6 |  |  |  | R115914 | 36480 | 0
EPS | Dalton Institute | E00959 | MB-Unilab Plus glovebox (NNUF) | 13-14 | 2014-05-01 |  | Mbraun Intergas Systeme GmbH | Glovebox with gas purification system for the safe preparation and handling of materials sensitive to oxygen and/or moisture. | Dalton Cumbrian Facility - Analytical Lab G.008 | 1168998 | 2015-03-01 09:00 | Enrique Jimenez-Melero | Simon Pimblott | 1 Good | 2 Good | 2 General purpose research | 1 | Dalton Cumbrian Facility, as part of the National Nuclear User Facility | 1D3 | 1. Process Equipment – Physical | D. Controlled Environment | 3. Glove Box | R116996 | 26235.24 | 0
EPS | Dalton Institute | R0844 | VAT/Import duties on Pelletron (E00764) & Beamlines (Raster Scanner System - R0845) | 12-13 | 2013-04-01 |  | n/a | VAT/Import duties on Pelletron (E00764) & Beamlines (Raster Scanner System - R0845) | Dalton Cumbria Facility; Accelerator Hall, Rm DG.012 | 1018111 | 2016-04-01 18:00 | [11 empty] | R114867 | 495720 | 0
EPS | Dalton Institute | R0845 | Raster Scanner system (Incul.Ion Pump station & Hall Teslameter set) for Peletron E00764 | 12-13 | 2013-04-01 |  | NEC | Raster Scanner system (Incul.Ion Pump station & Hall Teslameter set) for Peletron E00764 | Dalton Cumbrian Facility, Room G.008 | 981914 | 2016-04-01 | Ruth Edge | Simon Pimblott | 1 Good | 1 Good | 3 Research and Teaching |  | Dalton Cumbria Facility | 3A1 | 3. Materials Characterisation | A. Spectroscopy | 1. Raman | R114867 | 160013.5 | 0
EPS | Dalton Institute | R0963 | EBSD 1000lb Tensile stage with heater | 13-14 | 2014-06-01 |  | MTI Instruments, Inc | The tensile stage allows to perform in-situ EBSD studies at variable temperatures under an applied stress. | Dalton Cumbrian Facility - Characterisation Lab G.006 | 1225128 | 2015-03-01 22:30 | Enrique Jimenez-Melero | Simon Pimblott | 1 Good | 1 State of art | 2 General purpose research | 1 | Dalton Cumbrian Facility, as part of the National Nuclear User Facility | 3k3 | 3. Materials Characterisation | K. Mechanical Properties | 3. Load | R116996 | 50400.01 | 0
EPS | Dalton Institute | R0973 | High Temperature Vacuum Furnace | 14-15 | 2015-02-01 |  | GT Advanced Technologies | The furnace allows to anneal samples at temperatures to 2800C in He, High Vacuum, Inert & Reducing atmospheres. | Dalton Cumbrian Facility - Heat Treatment Lab G.017 | 1224677 | 2015-03-01 10:30 | Enrique Jimenez-Melero | Simon Pimblott | 1 Good | 1 State of art | 2 General purpose research | 1 | Dalton Cumbrian Facility, as part of the National Nuclear User Facility | 1d1 | 1. Process Equipment – Physical | D. Controlled Environment | 1. Furnace | R116996 | 223758 | 0
EPS | Dalton Institute | R0974 | Spark Plasma Sintering system | 14-15 | 2015-02-01 |  | GT Advanced Technologies | SPS system to sinter particulate metallic/ceramic materials at temperatures up to 2200C under a maximum applied force of 10 tons and controlled atmosphere. | Dalton Cumbrian Facility - Heat Treatment Lab G.017 | 1224678 | 2015-03-01 10:30 | Enrique Jimenez-Melero | Simon Pimblott | 1 Good | 1 State of art | 2 General purpose research | 1 | Dalton Cumbrian Facility, as part of the National Nuclear User Facility | 1d1 | 1. Process Equipment – Physical | D. Controlled Environment | 1. Furnace | R116996 | 250080 | 0
EPS | Dalton Institute | R0989 | Gas Chromatograph | 13-14 | 2014-02-01 |  | Agilent | GC with ECD, TCD and FID plus Bespoke nitric acid handling system | Dalton Cumbrian Facility - Analytical Lab | 1201682 | 2016-10-01 | Ruth Edge | Simon Pimblott | 1 Good | 1 State of art | 1 Dedicated to particular experiment | 0 | Dalton.manchester.ac.uk/dcf | 3l5 | 3. Materials Characterisation | L. Chemical Analysis | 5. Chromatography | R114867 | 34272 | 2142
EPS | Dalton Institute | R0992 | Ion chromatograph (IC) for cation analysis, autosampler with simultaneous injection option, 1 analytical and 1 guard column and suppressor | 13-14 | 2014-04-01 |  | ThermoFisher Scientific (Dionex) | Ion chromatographic system for simultaneious cation and/or anion (already installed in the lab) analysis, controlled and sampled with one autosampler | Dalton Cumbrian Facility - Analytical Lab | 1232923 | 2014-04-01 | Aliaksandr Baidak and Ruth Edge | Simon Pimblott | 1 Good | 2 Good | 2 General purpose research | 0 | Yes - dalton.manchester.ac.uk/dcf | 3l5 | 3. Materials Characterisation | L. Chemical Analysis | 5. Chromatography | R117076 | 25819.48 | 0
EPS | Dalton Institute | R0992 | Ion chromatograph (IC) for cation analysis, autosampler with simultaneous injection option, 1 analytical and 1 guard column and suppressor | [7 empty] | 2016-10-31 | Aliaksandr Baidak and Ruth Edge | Simon Pimblott | 1 Good | 2 Good | 2 General purpose research | 0 | Yes - dalton.manchester.ac.uk/dcf | 3l5 | 3. Materials Characterisation | L. Chemical Analysis | 5. Chromatography | R114867 | 2857.42 | 190.4947
EPS | Dalton Institute | R1033 | Ion Beam Milling System | 14-15 | 2015-02-01 |  | Leica | Ion Beam Milling System | Dalton Cumbrian Facility, Room G.007 Materialography Lab | 1333839 | 2015-05-01 | Dalton Cumbrian Facility | Simon Pimblott | 1 Good | 1 State of art | 2 General purpose research |  | Dalton Cumbria Facility | 30000 | 30000 | 30000 | 30000 | R114867 | -6.0023e-12 | 0
EPS | Dalton Institute | R1033 | Ion Beam Milling System | [7 empty] | 2015-07-01 | Dalton Cumbrian Facility | Simon Pimblott | 1 Good | 1 State of art | 2 General purpose research |  | Dalton Cumbria Facility | 30000 | 30000 | 30000 | 30000 | MH00700 | 0 | 0
EPS | Dalton Institute | R1033 | Ion Beam Milling System | [7 empty] | 2018-02-01 | Dalton Cumbrian Facility | Simon Pimblott | 1 Good | 1 State of art | 2 General purpose research |  | Dalton Cumbria Facility | 30000 | 30000 | 30000 | 30000 | AA14180 | 98806.74 | 49403.37
EPS | EEE | D0026 | On-line DGA Monitor | 09-10 | 2009-11-01 |  |  | On-line DGA Monitor | B20 Ferranti Building |  | 2012-11-01 | Zhongdong Wang | Zhongdong Wang | 1 Good | 2 Good | 1 Dedicated to particular experiment | 0 |  | 3l7 | 3. Materials Characterisation | L. Chemical Analysis | 7. Electrophoresis | WA00405 | 32000 | 0
EPS | EEE | E00227 | DIFFUSION FURNACE | 97-98 | 1999-08-01 12:00 |  | Hitech Furnaces | 1-FOUR STACK DIFFUSION FURNACE HT/4/138/200 | Sackville St Building D16 |  | 2009-08-01 | Mal McGowan | Bruce Hamilton | 2 Adequate | 3 Adequate | 3 Research and Teaching | 1 |  | 1d1 | 1. Process Equipment – Physical | D. Controlled Environment | 1. Furnace | H09000 | 22927.34 | 0
EPS | EEE | E00229 | DIFFUSION FURNACE | 97-98 | 1999-08-01 12:00 |  | Hitech Furnaces | 1-FOUR STACK DIFFUSION FURNACE HT/4/138/200 | Sackville St Building D16 |  | 2009-08-01 | Mal McGowan | Bruce Hamilton | 2 Adequate | 3 Adequate | 3 Research and Teaching | 0.5 |  | 1d1 | 1. Process Equipment – Physical | D. Controlled Environment | 1. Furnace | C09185 | 44987.55 | 0
EPS | EEE | E00238 | LASER PLOT | 97-98 | 1999-08-01 12:00 |  | Barco/Ucamco | CRESENT 30 LASER PLOT(PRISM) | Sackville St Building D21 |  | 2009-08-01 | Derek Bradshaw | Derek Bradshaw | 2 Adequate | 3 Adequate | 3 Research and Teaching | 0.2 |  | 1b4 | 1. Process Equipment – Physical | B. Lithography | 4. Laser (Direct-Write) | E09000 | 28864.5 | 0
EPS | EEE | E00304 | Megazoom oscilloscope | 01-02 | 2001-08-01 12:00 |  | Accent | Megazoom oscilloscop | Sackville St Building D9 & D10 Teaching labs |  | 2011-08-01 | Bruce Hamilton | Bruce Hamilton | 1 Good | 2 Good | 3 Research and Teaching | 0 |  | 4b4 | 4. Sample Measurement/Analysis | B. Electronic | 4. Oscilloscope | LC10020 | 32771.01 | 0
EPS | EEE | E00353 | Base model spectral | 02-03 | 2002-07-01 12:00 |  | Accent | RPM Base model spectral | B22 SSB (ref J Sly) |  | 2012-07-01 | Mo Missous | Mo Missous | 1 Good | 1 State of art | 3 Research and Teaching | 0.1 |  | 3a4 | 3. Materials Characterisation | A. Spectroscopy | 4. Optical | LC10020 | 103623.75 | 0
EPS | EEE | E00570 | Lemke LDS 6 | 00-01 | 2001-08-01 12:00 |  | Lemke | Partial Discharge Measurement System | Ferranti Building B23 | 574708 | 2011-08-01 | Frank Hogan | Ian Cotton | 1 Good | 2 Good | 1 Dedicated to particular experiment | 0.5 |  | 4k1 | 4. Sample Measurement/Analysis | K. Electrical | 1. High Voltage | LC10020 | 21826.25 | 0
EPS | EEE | E00587 | Microscope | 00-01 | 2000-07-01 12:00 |  | Renishaw, Leica & Spectra-Physics | MOTORISED XYZ STAGE FOR RENISHAW RAMAN MICROSCOPE | Photon Science Institute 3.207 Alan Turing | 570410 | 2010-07-01 | Matthew Halsall | Matthew Halsall | 1 Good | 2 Good | 1 Dedicated to particular experiment | 0 |  | 3A1 | 3. Materials Characterisation | A. Spectroscopy | 1. Raman | LC10012 | 15508.13 | 0
EPS | EEE | E00628 | CHANNELS | 98-99 | 1999-08-01 12:00 |  |  | P1000 8X16 CHANNELS | Sackville St Building E45 | 558907 | 2009-08-01 | Trevor York | Trevor York | 1 Good | 2 Good | 3 Research and Teaching | 0.5 |  | 4b5 | 4. Sample Measurement/Analysis | B. Electronic | 5. Data Acquisition | C09185 | 6800 | 0
EPS | EEE | E00628 | CHANNELS | [19 empty] | D09182 | 2500 | 0
EPS | EEE | E00628 | CHANNELS | [19 empty] | D09252 | 1500 | 0
EPS | EEE | E00628 | CHANNELS | [19 empty] | D09523 | 1500 | 0
EPS | EEE | E00628 | CHANNELS | [19 empty] | D09526 | 1500 | 0
EPS | EEE | E00641 | Tunnelling Microscope | 98-99 | 1999-08-01 12:00 |  | Omicron | SCANNING TUNNELLING MICROSCOPE | PSI | 547975 | 2009-08-01 | Bruce Hamilton | Bruce Hamilton | 1 Good | 2 Good | 3 Research and Teaching | 0 |  | 3E3 | 3. Materials Characterisation | E. Electron/Ion Microscopy | 3. Transmission | E24726 | 23750 | 0
EPS | EEE | E00642 | Tunnelling Microscope | 98-99 | 1999-08-01 12:00 |  | Omicron | SCANNING TUNNELLING MICROSCOPE | PSI | 547975 | 2009-08-01 | Bruce Hamilton | Bruce Hamilton | 1 Good | 2 Good | 3 Research and Teaching | 0 |  | 3E3 | 3. Materials Characterisation | E. Electron/Ion Microscopy | 3. Transmission | E24726 | 142499.99 | 0
EPS | EEE | E00643 | Tunnelling Microscope | 98-99 | 1999-08-01 12:00 |  | Unisoku | SCANNING TUNNELLING MICROSCOPE | PSI | 547975 | 2009-08-01 | Bruce Hamilton | Bruce Hamilton | 1 Good | 1 State of art | 3 Research and Teaching | 0 |  | 3E3 | 3. Materials Characterisation | E. Electron/Ion Microscopy | 3. Transmission | E24726 | 71250 | 0
EPS | EEE | E00648 | STM | 98-99 | 1999-08-01 12:00 |  |  | STM | School request write off | 552900 | 2009-08-01 | Bruce Hamilton |  | 1 Good | 2 Good | 3 Research and Teaching | 0 | [5 empty] | A24581 | 7495.6 | 0
EPS | EEE | E00852 | IRB 360-1/1130 FlexPicker™. 4 Axis robot | 11-12 | 2012-07-01 |  |  | Robotic Food Handeling Equipment | Control Systems Group, exact location to be defined, Sackville Street Building | 962219 | 2012-07-31 | Bruce Grieve | Bruce Grieve | 1 Good | 1 State of art | 3 Research and Teaching | 0.2 | [5 empty] | P114648 | 6988 | 0
EPS | EEE | E00852 | IRB 360-1/1130 FlexPicker™. 4 Axis robot | [19 empty] | P114837 | 23000 | 0
EPS | EEE | E00887 | Equipment WT-2000 based Manual Loading system | 12-13 | 2013-04-01 |  | semilab | Equipment WT-2000 based Manual Loading system | Sackville St Bldg D9 SSB | 1061399 | 2015-08-31 | Clelland | Peaker and Hamilton | 1 Good | 1 State of art | 3 Research and Teaching | 0.5 |  | 4D1 | 4. Sample Measurement/Analysis | D. Laser | 1. Characterisation | R115332 | 119542.18 | 0
EPS | EEE | E00896 | 4294A Impedance Analyser | 12-13 | 2013-07-01 |  | Agilent | 4294A Impedance Analyser | A4 Sackville Street Building | 1084607 | 2013-08-01 | Andrew Forsyth | Andrew Forsyth | 1 Good | 1 State of art | 2 General purpose research | 0.8 |  | 4B1 | 4. Sample Measurement/Analysis | B. Electronic | 1. Network Analyser | R111637 | 3245.8 | 0
EPS | EEE | E00896 | 4294A Impedance Analyser | [19 empty] | R115596 | 26617.21 | 0
EPS | EEE | E00896 | 4294A Impedance Analyser | [7 empty] | 2013-08-01 10:30 | Andrew Forsyth | Andrew Forsyth | 1 Good | 1 State of art | 2 General purpose research | 0.8 |  | 4B1 | 4. Sample Measurement/Analysis | B. Electronic | 1. Network Analyser | AA01280 | 501.82 | 0
EPS | EEE | E00935 | Synrad Firestar Laser | 13-14 | 2013-08-01 |  | Laser Lines | Sealing of plastic containers | Loaned out to University of Lincoln | 1143945 | 2016-09-01 | Zhipeng Wu | Zhipeng Wu | 1 Good | 1 State of art | 1 Dedicated to particular experiment | 0 | no | n/a |  |  |  | R115581 | 28978.95 | 783.2149
EPS | EEE | E00935 | Synrad Firestar Laser | [7 empty] | 2017-08-01 | Zhipeng Wu | Zhipeng Wu | 1 Good | 1 State of art | 1 Dedicated to particular experiment | 0 | no | n/a |  |  |  | AA08285 | 4139.85 | 1034.9625
EPS | EEE | E01005 | HVTS: Refurbishment and modernisation of 600kV DC High Voltage Test Set | 14-15 | 2015-06-01 |  | Passoni & Villa | HVTS: Refurbishment and modernisation of 600kV DC High Voltage Test Set | Lab B23 | 1238972 | 2018-06-01 | Frank Hogan | I Cotton/S Rowland/Z Wang | 1 Good | 3 Adequate | 2 General purpose research | 0 | no | 6d3 | 6. Infrastructure | D. Laboratory | 3. Controlled Environment | AA11610 | 57229.61 | 34973.6506
EPS | EEE | R0229 | Stereo Microscope | 03-04 | 2006-08-01 06:00 |  | Olympus | Olympus - Stereo Microscope | Sackville St Building E26 |  | 2009-08-01 | Rob Sloan | Rob Sloan | 1 Good | 2 Good | 2 General purpose research | 0.2 |  | 3d1 | 3. Materials Characterisation | D. Optical Microscopy | 1. Confocal | LE00106 | 5982.51 | 0
EPS | EEE | R0230 | RF ECAL Module | 03-04 | 2006-08-01 06:00 |  | Agilent | RF ECAL Module | E14 SSB (ref K Williams) |  | 2009-08-01 | Rob Sloan | Rob Sloan | 1 Good | 2 Good | 2 General purpose research | 0.2 |  | 4b2 | 4. Sample Measurement/Analysis | B. Electronic | 2. Microwave | LE00106 | 6234.84 | 0
EPS | EEE | R0231 | C Frame Electromagnetic | 03-04 | 2006-08-01 06:00 |  | C Frame | C Frame Electromagnetic etc. | Sackville St Building E26 |  | 2009-08-01 | Rob Sloan | Rob Sloan | 1 Good | 2 Good | 2 General purpose research | 0.2 |  | 4b2 | 4. Sample Measurement/Analysis | B. Electronic | 2. Microwave | LE00106 | 6309.16 | 0
EPS | EEE | R0232 | 3 probes | 03-04 | 2006-08-01 06:00 |  | Cascade | Cascade microtech - 3 probes | Sackville St Building E26 |  | 2009-08-01 | Rob Sloan | Rob Sloan | 2 Adequate | 3 Adequate | 2 General purpose research | 0 |  | 4b2 | 4. Sample Measurement/Analysis | B. Electronic | 2. Microwave | LE00106 | 8872.43 | 0
EPS | EEE | R0234 | vector signal generator | 03-04 | 2006-08-01 06:00 |  | Agilent | Agilent - vector signal generator | Sackville St Building E26 |  | 2009-08-01 | Rob Sloan | Rob Sloan | 1 Good | 2 Good | 1 Dedicated to particular experiment | 0 |  | 4b2 | 4. Sample Measurement/Analysis | B. Electronic | 2. Microwave | LE00106 | 18945.74 | 0
EPS | EEE | R0235 | vector signal analyser | 03-04 | 2006-08-01 06:00 |  | Agilent | Agilent - vector signal analyser | Sackville St Building E26 |  | 2009-08-01 | Rob Sloan | Rob Sloan | 1 Good | 2 Good | 1 Dedicated to particular experiment | 0 |  | 4b2 | 4. Sample Measurement/Analysis | B. Electronic | 2. Microwave | LE00106 | 26502.81 | 0
EPS | EEE | R0236 | ENA network analyser | 03-04 | 2006-08-01 06:00 |  | Agilent | ENA network analyser | Sackville St Building E26 |  | 2009-08-01 | Rob Sloan | Rob Sloan | 1 Good | 2 Good | 2 General purpose research | 0 |  | 4b2 | 4. Sample Measurement/Analysis | B. Electronic | 2. Microwave | LE00106 | 29550.77 | 0
EPS | EEE | R0238 | Flowcool chiller | 03-04 | 2006-08-01 06:00 |  | Controlled Atmosphere | Flowcool chiller | Sackville St Building A1 |  | 2009-08-01 | Judith Apsley | Judith Apsley | 2 Adequate | 3 Adequate | 1 Dedicated to particular experiment | 0.7 |  | 6d3 | 6. Infrastructure | D. Laboratory | 3. Controlled Environment | LE00106 | 7006.53 | 0
EPS | EEE | R0240 | scopecorder | 03-04 | 2006-08-01 06:00 |  | Scopecorder | DL750 scopecorder | Sackville St Building A1 |  | 2009-08-01 | Andrew Forsyth | Andrew Forsyth | 2 Adequate | 3 Adequate | 2 General purpose research | 0.2 |  | 4b4 | 4. Sample Measurement/Analysis | B. Electronic | 4. Oscilloscope | LE00106 | 19839.88 | 0
EPS | EEE | R0242 | DSPACE Control dev. System | 03-04 | 2006-08-01 06:00 |  | Dspace | DSPACE Control dev. System | Sackville St Building A1 |  | 2009-08-01 | Andrew Forsyth | Andrew Forsyth | 1 Good | 1 State of art | 2 General purpose research | 0 |  | 4B1 | 4. Sample Measurement/Analysis | B. Electronic | 1. Network Analyser | LE00106 | 3967.04 | 0
EPS | EEE | R0243 | Wide band power analyser | 03-04 | 2006-08-01 06:00 |  | Norma | Wide band power analyser | Sackville St Building A1 |  | 2009-08-01 | Andrew Forsyth | Andrew Forsyth | 1 Good | 1 State of art | 2 General purpose research | 0.2 |  | 4B1 | 4. Sample Measurement/Analysis | B. Electronic | 1. Network Analyser | LE00106 | 16034.05 | 0
EPS | EEE | R0247 | cryostat system | 03-04 | 2006-08-01 06:00 |  | Advanced Research Systems | CSW - 204S cryostat system | Sackville St Building D10 |  | 2009-08-01 | Aimin Song | Aimin Song | 1 Good | 3 Adequate | 2 General purpose research | 0.5 |  | 4a2 | 4. Sample Measurement/Analysis | A. Cryogenic | 2. 4K | LE00106 | 17113.82 | 0
EPS | EEE | R0248 | Laser diode system | 03-04 | 2006-08-01 06:00 |  | Thor Labs | Laser diode system | Sackville St Building D49 |  | 2009-08-01 | Krikor Ozanyan | Krikor Ozanyan | 1 Good | 3 Adequate | 3 Research and Teaching | 0.5 |  | 3A2 | 3. Materials Characterisation | A. Spectroscopy | 2. Infra-Red | LE00106 | 5595.35 | 0
EPS | EEE | R0249 | DSPACE Control dev. System | 03-04 | 2006-08-01 06:00 |  | Dspace | DSPACE Control dev. System | Sackville St Building A1 |  | 2009-08-01 | Andrew Forsyth | Andrew Forsyth | 1 Good | 2 Good | 2 General purpose research | 0 |  | 4B1 | 4. Sample Measurement/Analysis | B. Electronic | 1. Network Analyser | LE00106 | 3243.8 | 0
EPS | EEE | R0288 | Agilent E5091 | 04-05 | 2006-08-01 06:00 |  | Agilent | Agilent E5091a options | E14 SSB |  | 2009-08-01 | Rob Sloan | Rob Sloan | 1 Good | 2 Good | 2 General purpose research | 0.1 |  | 4b2 | 4. Sample Measurement/Analysis | B. Electronic | 2. Microwave | LE00106 | 10270.63 | 0
EPS | EEE | R0290 | B26 Ferr Bldg (ref H Li) | 04-05 | 2006-08-01 06:00 |  |  | B26 Ferr Bldg (ref H Li) | School requests write off |  | 2009-08-01 | Haiyu Li | [10 empty] | LE00106 | 46357.97 | 0
EPS | EEE | R0292 | Omicron nano technology | 04-05 | 2006-08-01 06:00 |  | Omicron | Omicron nano technology | B26 Ferr Bldg |  | 2009-08-01 | Haiyu Li | Haiyu Li |  |  |  | 0 | [5 empty] | LE00106 | 36930.25 | 0
EPS | EEE | R0359 | Profline 2115-400 | 05-06 | 2006-08-01 06:00 |  | Schaffner | Schaffner - Profline 2115-400 | Sackville St Building A1 |  | 2009-08-01 | Mike Barnes | Mike Barnes | 2 Adequate | 1 State of art | 1 Dedicated to particular experiment | 0 |  | 4k1 | 4. Sample Measurement/Analysis | K. Electrical | 1. High Voltage | R012940 | 45578.25 | 0
EPS | EEE | R0673 | Vertex 80 FTIR spectrometer | 09-10 | 2010-07-01 |  | Bruker | Vertex 80 FTIR spectrometer | D9 Sackville St Building | 627523 | 2013-07-01 18:00 | Shubhasish Chakraborty | Shubhasish Chakraborty | 1 Good | 1 State of art | 1 Dedicated to particular experiment | 0 |  | 3A2 | 3. Materials Characterisation | A. Spectroscopy | 2. Infra-Red | R109586 | 58397.5 | 0
EPS | EEE | R0693 | 10m De-mountable Acoustic Chamber with 100mm panels | 09-10 | 2011-01-01 |  | AGS Noise Control | 10m De-mountable Acoustic Chamber with 100mm panels | Ferranti Building | 716461 | 2014-01-01 18:00 | Simon Rowland | Simon Rowland | 1 Good | 2 Good | 1 Dedicated to particular experiment | 0 |  | 4H3 | 4. Sample Measurement/Analysis | H. Acoustic | 3. Audio | R110853 | 58106.5 | 0
EPS | EEE | R0715 | THz laser system | 10-11 | 2011-01-01 |  | Sacher Lasers | THz laser system | D10 /SSB | 724735 | 2014-01-01 18:00 | Aimin Song | Aimin Song | 1 Good | 2 Good | 1 Dedicated to particular experiment | 0.6 |  | 4D6 | 4. Sample Measurement/Analysis | D. Laser | 6. Picosecond | R111648 | 29998 | 0
EPS | EEE | R0715 | THz laser system |  | 2011-03-01 |  | Sacher Lasers | THz laser system | D10 /SSB | 724735 | 2014-03-01 18:00 | Aimin Song | Aimin Song | 1 Good | 2 Good | 1 Dedicated to particular experiment | 0.6 |  | 4D6 | 4. Sample Measurement/Analysis | D. Laser | 6. Picosecond | AA08285 | 5249.67 | 0
EPS | EEE | R0731 | CDYL800kV/4kJ complete set of impulse voltage generator | 10-11 | 2011-01-01 |  |  | Impulse Generator/Alternative Oil | B22, Ferranti Building, School of E&EE | 728122 | 2014-01-01 18:00 | Zhongdong Wang | Zhongdong Wang | 1 Good | 2 Good | 1 Dedicated to particular experiment | 0 | NG HV Laboratory | 4k1 | 4. Sample Measurement/Analysis | K. Electrical | 1. High Voltage | R107423 | 39346.35 | 0
EPS | EEE | R0731 | CDYL800kV/4kJ complete set of impulse voltage generator | [19 empty] | R112532 | 30000 | 0
EPS | EEE | R0740 | PXI DAQ system | 10-11 | 2011-01-01 |  | National Instruments | PXI DAQ system | Sackville St Building A1 | 778581 | 2014-01-01 18:00 | Alexander Smith | Alexander Smith | 1 Good | 2 Good | 1 Dedicated to particular experiment | 1 |  | 4k2 |  |  |  | R105541 | 33557.79 | 0
EPS | EEE | R0797 | Weiss Gallenkamp, SGC120 Chambers (3of) & Ancillaries | 11-12 | 2012-01-01 |  | Weiss Gallenkamp | e-Agri research | D46 Annex Sackville st | 894051 | 2015-01-01 18:00 | Bruce Grieve | Bruce Grieve | 1 Good | 2 Good | 2 General purpose research | 0 |  | 2a3 | 2. Process Equipment – Biological | A. Growth and Manipulation | 3. Cell Culture | R112962 | 0.01 | 0
EPS | EEE | R0797 | Weiss Gallenkamp, SGC120 Chambers (3of) & Ancillaries | [19 empty] | R113501 | 29998.8 | 0
EPS | EEE | R0797 | Weiss Gallenkamp, SGC120 Chambers (3of) & Ancillaries | [19 empty] | R105614 | 14999.39 | 0
EPS | EEE | R0800 | 231kV HV Test Transformer | 11-12 | 2011-11-01 |  | International Transformers | Transformer for HV testing | Peterhead Substation, Aberdeenshire | 771705 | 2014-11-01 18:00 | Ian Cotton | Ian Cotton | 1 Good | 2 Good | 1 Dedicated to particular experiment | 0 | Peterhead Substation | 4k1 | 4. Sample Measurement/Analysis | K. Electrical | 1. High Voltage | R106814 | 44987 | 0
EPS | EEE | R0893 | Power Supply System | 12-13 | 2013-07-01 |  | ETPS Group | Power Supply System | A4 Sackville Street Building | 1077184 | 2013-07-01 | Andrew Forsyth | Andrew Forsyth | 1 Good | 1 State of art | 2 General purpose research | 0.1 |  | 6D6 | 6. Infrastructure | D. Laboratory | 6. Electromagnetic Screening | R115596 | 81132 | 0
EPS | EEE | R0894 | Ultrasonic metal welding system | 12-13 | 2013-07-01 |  | Telsonic | Ultrasonic metal welding system | SSB A2 | 1082305 | 2013-07-01 | Andrew Forsyth |  | 1 Good | 2 Good |  | 0 | [5 empty] | R115596 | 46521.6 | 0
EPS | EEE | R0930 | High specification potentiostat with ac impedance | 13-14 | 2014-01-01 |  | Metrohm Autolab UK | High current potentiostat including Ac impedance | Chemsitry 2.055 | 1190152 | 2022-06-30 | Robert Dryfe | Robert Dryfe | 1 Good | 1 State of art | 1 Dedicated to particular experiment | 0 | part of capital equipment grant for energy storage | 3L8 | 3. Materials Characterisation | L. Chemical Analysis | 8. Electrochemical | R116368 | 42161.81 | 29221.0564
EPS | EEE | R0946 | Raman spectrometer | 13-14 | 2014-04-01 |  | Renishaw | Dedicated in situ Raman spectroscopy in air senstive systems | Rm B.17, Chemistry Bldg | 1193787 | 2015-04-01 06:00 | Robert Dryfe | Robert Dryfe | 1 Good | 1 State of art | 1 Dedicated to particular experiment | 0 | part of capital equipment grant for energy storage | 3A1 | 3. Materials Characterisation | A. Spectroscopy | 1. Raman | R116368 | 183638.4 | 0
EPS | EEE | R0958 | cRIO Measurement Systems | 13-14 | 2014-09-01 |  | National Instruments | These devices will allow high resolution measurements of the campus energy system | Substations across campus | 1229279 | 2014-10-01 10:30 | Ian Cotton | Ian Cotton | 1 Good | 1 State of art | 2 General purpose research | 0.5 | Yes - the Energy Storage Capital Facilities | 6a4 | 6. Infrastructure | A. IT | 4. Parallel Computing | R116368 | 37410.83 | 0
EPS | EEE | R0971 | DayCor UV camera | 13-14 | 2014-02-01 |  | OFIL | UV imaging | Ferranti B23 | 1214927 | 2014-02-01 | Simon Rowland | Simon Rowland | 1 Good | 1 State of art | 2 General purpose research | 0 | HV voltage equipment for use in HV laboratory Ferranti B23 | 4k1 | 4. Sample Measurement/Analysis | K. Electrical | 1. High Voltage | R110853 | 53618 | 0
EPS | EEE | R0978 | Hardware in the loop test system (RTDS System) | 13-14 | 2014-07-01 |  | RTDS Technologies Inc | The ‘hardware in the loop’ (HIL) facility will allow the testing of the interaction between actual physical devices and a realistic model of the electricity network running in real time. | Ferranti Building - B14 | 1233772 / 1233782 | 2014-08-01 | Vladimir Terzija | Ian Cotton | 1 Good | 1 State of art | 2 General purpose research | 0.5 | Yes - the Energy Storage Capital Facilities | 6a4 | 6. Infrastructure | A. IT | 4. Parallel Computing | R116368 | 1142400 | 0
EPS | EEE | R0988 | Glove box | 13-14 | 2014-01-01 |  | Innovate Systems | Glove box for dedicated in situ Raman spectroscopy in air senstive systems, Raman system to be purchase as part of same grant | Chemistry 2.055 | 1197203 | 2022-06-30 | Robert Dryfe | Robert Dryfe | 1 Good | 1 State of art | 1 Dedicated to particular experiment | 0 | part of capital equipment grant for energy storage | 1D3 | 1. Process Equipment – Physical | D. Controlled Environment | 3. Glove Box | R116368 | 35235.13 | 24420.3871
EPS | EEE | R0991 | Smart metering units | 13-14 | 2014-04-01 |  | ASD Engineering | This equipment will be used to provide high resolution energy monitoring across the campus | Substations across the campus | 1230578 | 2014-10-01 15:00 | Ian Cotton | Ian Cotton | 1 Good | 1 State of art | 1 Dedicated to particular experiment | 0.5 | Yes - the Energy Storage Capital Facilities | 4k1 | 4. Sample Measurement/Analysis | K. Electrical | 1. High Voltage | R116368 | 34836 | 0
EPS | EEE | R1014 | Voltage and Current Amplifiers and GPS receivers | 14-15 | 2015-06-01 |  | Omicron Electronic GmbH | The amplifiers will adapt electric signals (current and voltage) from the £1.2 million Real-Time Digital Simulator recently acquired by EEE so it can interact with other devices. The GPS receiver will allow the signals to be GPS synchronised. | Ferranti Building - B24b | 1278256 | 2015-06-01 | Ferranti Building | Vladimir Terzija and Luis (Nando) Ochoa | 1 Good | 3 Adequate | General Purpose Research | 0 | Yes. This equipment is part of the hardware-in-the-loop test facilities currently to be hosted by EEE. It will be used to directly operate the £1.2-million Real-Time Digital Simulator recently acquired by EEE. | 4b5 | 4. Sample Measurement/Analysis | B. Electronic | 5. Data Acquisition | R116368 | 93962 | 0
EPS | EEE | R1015 | Environmental Test Chamber | 14-15 | 2014-09-01 |  | ESPEC | Temperature and Humidty Controlled Environmental Test Chamber | A1 SSB | 1288090 | 2014-10-01 10:30 | Sackville Street Building | Rebecca Todd | 1 Good | 1 State of art | 1 Dedicated to particular experiment | 0 | no | 6d3 | 6. Infrastructure | D. Laboratory | 3. Controlled Environment | R116368 | 51014.4 | 0
EPS | EEE | R1020 | Battery Module / Pack Test System | 14-15 | 2014-09-01 |  | NH Research | Test batteries | A1 SSB | 1266512 | 2014-10-01 10:30 | Sackville Street Building | Rebecca Todd | 1 Good | 1 State of art | 1 Dedicated to particular experiment | 0 | no | 5A3 | 5. Large Scale Instruments | A. Simulated Environments | 3. Virtual Environment | R116368 | 92887.23 | 0
EPS | EEE | R1023 | Siestorage | 14-15 | 2015-07-01 |  | Siemens | Energy storage | A1 SSB | 1260326 | 2015-07-01 | Sackville Street Building | Andrew Forsyth | 1 Good | 1 State of art | 1 Dedicated to particular experiment | 0 | no | 5A3 | 5. Large Scale Instruments | A. Simulated Environments | 3. Virtual Environment | R116368 | 359844 | 0
EPS | EEE | D0033 | 1)cryostatic test chambers including compressors | 15-16 | 2007-08-01 |  | Donor: Rolls Royce | Superconductivity/cold temperature research | SSB - A1 | Donated form | 2010-08-01 | Prof A C Smith - 64667 | Prof A C Smith - 64667 | 1 Good | 1 State of art | 1 Dedicated to particular experiment | 0.1 | [5 empty] | AA01195 | 100000 | 0
EPS | EEE | D0033 | 2)cryostatic test chambers including compressors | 15-16 | 2012-08-01 |  | Donor: Rolls Royce | Superconductivity/cold temperature research | SSB - A1 | Donated form | 2015-08-01 | Prof A C Smith - 64667 | Prof A C Smith - 64667 | 1 Good | 1 State of art | 1 Dedicated to particular experiment | 0.1 | [5 empty] | AA01195 | 100000 | 0
EPS | EPS | E01041 | DuroScan-80 (automated Vickers hardness tester) | 14-15 | 2015-01-01 |  | Instron | Materials Testing system (tension or compression) | A28 Sackville Street Building | Jnl#337946(PO1313284) | 2015-06-01 | Matthew Roy | John Francis | 1 Good | 1 State of art | 3 Research and Teaching | 0.5 | CDT in Materials for Demanding Environments |  |  |  |  | P117674 | 0 | 0
EPS | Faculty Office | E01051 | EPSRC CDT Equipment bid for Lancaster | 14-15 | UC |  |  | EPSRC CDT Equipment bid for Lancaster |  | 1337725/1337755 | 0:00 |  |  | 2 | [8 empty] | P117673 | 0 | 0
EPS | Faculty Office Dean | E00708 | PSI Laser Systems | 08-09 | 2009-05-01 |  | Continuum, GWU Lasertechnik & Radiant Dyes | GWU Lasertechnik versaScan/uvScan OPO laser system | Alan Turing Building 1.305 | 472525 | 2019-05-01 12:00 | PSI Director | Alisdair Macpherson | 1 Good | 1 State of art | 2 General purpose research | 0 | CLF NS6http://www.psi.manchester.ac.uk/index.html | 4D5 | 4. Sample Measurement/Analysis | D. Laser | 5. Nanosecond | FB00033 | 53129.52 | 14610.618
EPS | Faculty Office Dean | E00715 | PSI Laser Systems | 08-09 | 2009-04-01 |  | Continuum & Radiant Dyes | Radiant Dyes Narrowscan D-R 3000 dye laser (S/N 1213) | Alan Turing Building G.306 | 472479 | 2019-04-01 12:00 | PSI Director | PSI Director |  |  |  | 0 | CLF NS2http://www.psi.manchester.ac.uk/index.html | 4D5 | 4. Sample Measurement/Analysis | D. Laser | 5. Nanosecond | FB00033 | 36086.57 | 9623.0853
EPS | Faculty Office Dean | E00722 | PSI Laser Systems | 08-09 | 2009-03-01 |  | Perkin Elmer | PerkinElmer Lambda 1050 UV/Vis/NIR spectrophotometer | Alan Turing Building 2.303 | 472510 | 2019-03-01 12:00 | PSI Director | Alisdair Macpherson | 1 Good | 1 State of art | 2 General purpose research | 0 |  | 3B1 | 3. Materials Characterisation | B. Spectrometry | 1. Spectrophotometry | FB00033 | 59989 | 15497.1583
EPS | Faculty Office Dean | E00723 | PSI Laser Systems | 08-09 | 2009-03-01 |  | Edwards | Edwards vacuum pumping system | Alan Turing Building 1.305 | 472574 | 2019-03-01 12:00 | PSI Director | PSI Director |  |  |  | 0 |  | 4D2 | 4. Sample Measurement/Analysis | D. Laser | 2. Components | FB00033 | 62478.51 | 16140.2817
EPS | Faculty Office Dean | E00726 | PSI Laser Systems | 08-09 | 2009-04-01 |  | LeCroy | Wavepro 740Zi Oscilloscope | Alan Turing Building 2.312 | 472538 | 2019-04-01 12:00 | PSI Director | Med Benyezzar | 1 Good | 2 Good | 2 General purpose research | 0 |  | 4D2 | 4. Sample Measurement/Analysis | D. Laser | 2. Components | FB00033 | 25780.1 | 6874.6933
EPS | Faculty Office Dean | E00856 | MM-12-TM-12 - Trityl monitor | 11-12 | 2012-09-01 |  |  | MM-12-TM-12 - Trityl monitor | MIB - Room 1061 | 971007 | 2016-09-01 |  |  | 1 Good | 2 Good | [7 empty] | AA10831 | 67740.67 | 1411.264
EPS | Faculty Office Dean | E00862 | MiniLab S025M floor-standing manual RF sputter system | 12-13 | 2012-07-01 |  | MiniLab | Single 3" cathode sputter system | D13/SSB | 976141 | 2017-07-01 06:00 | Aimin Song | Aimin Song | 1 Good | 3 Adequate | 3 Research and Teaching | 0.1 |  | 1A3 | 1. Process Equipment – Physical | A. Thin Film Deposition | 3. Sputterer | P114848 | 5798.4 | 1063.04
EPS | Faculty Office Dean | E00862 | MiniLab S025M floor-standing manual RF sputter system | [19 empty] | P114860 | 36000 | 6600
EPS | Faculty Office Dean | E00869 | BMG LABTECH PHERAstar FS | 12-13 | 2012-11-01 |  |  | BMG Labtech PHERAstar FS - Computer controlled Microplate Reader | MIB Building Room 1.054 | 1022398 | 2016-11-01 | Victoria Jackson | Ross King | 1 Good | 1 State of art | 2 General purpose research | 0 | [5 empty] | AA11159 | 49230 | 3076.875
EPS | Faculty Office Dean | E00946 | 3D Braiding machine for advanced composites and medical devices | 13-14 | 2014-05-01 |  | Herzog | 3D Braiding machine for advanced composites and medical devices |  | 1132810 | 2018-05-01 | Dhaval Jetavat | Prasad Potluri | 1 Good | 1 State of art | 3 Research and Teaching | 0.5 | [5 empty] | AA11758 | 41118.43 | 17989.3131
EPS | Faculty Office Dean | E01015 | Digital Microscope | 14-15 | 2014-10-01 |  | Keyence | The VHX is an all-in-one microsope that incorporates observation, image capture, and measurement capabilities | A11, The Mill | 1305687 | 2017-10-01 | Grace Burke | Grace Burke | 1 Good | 1 State of art | 2 General purpose research | 0.5 | CDT in M4DE | 3D8 | 3. Materials Characterisation | D. Optical Microscopy | 8. Stereo | P117674 | 55200 | 21466.6667
EPS | Faculty Office Dean | E01034 | Gas chromatograph/ mass spectrometer | 14-15 | 2015-07-01 |  | Thermo Fisher Scientific | chemical analysis | Schuster building, room 2.22 | 1319817 | 2018-07-01 | Radha Boya and Marcelo Lozada | Irina Grigorieva | 1 Good | 1 State of art | 2 General purpose research |  | no | 3L5, 3B3 | 3L5, 3B3 | 3L5, 3B3 | 3L5, 3B3 | P117675 | 68640 | 43853.3333
EPS | Faculty Office Dean | E01035 | Benchtop Mechanical Tester | 14-15 | 2015-01-01 |  | Instron | Materials Testing system (tension or compression) | A26 Sackville Street Building | 1328701 | 2018-01-01 | Robert Ainsworth | Matthew Roy | 1 Good | 1 State of art | 3 Research and Teaching |  | CDT in Materials for Demanding Environments |  |  |  |  | P117674 | 60162 | 28409.8333
EPS | Faculty Office Dean | E01053 | Raman spectrometer | 14-15 | 2015-07-01 |  | Renishaw | allows Raman spectral analysis using visible excitation at 532nm and 633 nm | Centre for Mesoscience and Nanotechnology, IT building, room 1.28. | 1345227 | 2018-07-01 |  | Irina Grigorieva | 1 Good | 1 State of art | 2 General purpose research |  | no |  |  |  |  | P117675 | 129242.4 | 82571.5333
EPS | Faculty Office Dean | E01064 | Fatigue frame with Bose actuator | 14-15 | 2015-07-01 |  | Deben UK | High frequency test machines to be hosted on our X-ray CT scanners to study the fatigue of many engineering materials, | HMXIF, PSI 3rd Floor Alan Turing | 1265648 | 2018-07-01 | Tristan Lowe | Philip Withers | 1 Good | 1 State of art | 2 General purpose research | 0 | Yes - Henry Moseley X-ray Imaging Facility | 3C2 | 3. Materials Characterisation | C. Imaging | 2. X-ray | AA12198 | 179916 | 114946.3333
EPS | Faculty Office Dean | E01065 | Test Rig System MTR-3 | 14-15 | 2015-11-01 |  | MicroTesting Solutions LLC | System for conducting various forms of mechanical, electrical and thermal testing on micron-scale specimens. | PSI 3.301 | 1332094 | 2018-11-01 | Sven L M Schroeder | Sven L M Schroeder | 1 Good | 1 State of art | 2 General purpose research | 0 | Multidisciplinary Characterisation Facility | 1H3 | 1. Process Equipment – Physical | H. Sample Manipulation | 3. Micromanipulation | AA12198 | 162066.86 | 121550.145
EPS | Faculty Office Dean | E01071 | Zeiss SIGMA field-emission scanning electron microscope | 14-15 | 2015-07-01 |  | Zeiss | allows scanning electron microscopy imaging on nanoscale | Centre for Mesoscience and Nanotechnology, IT building, room 1.08. | 1351370 | 2018-07-01 | Centre for Mesoscience and Nanotechnology, IT building, room 1.08. | Irina Grigorieva/Tom Thomson | 1 Good | 1 State of art | 2 General purpose research |  | no |  |  |  |  | P117675 | 118800 | 75900
EPS | MACE | D0025 | Dantec Phase Doppler Anenometer Laser System | 08-09 | 2009-07-01 |  | Dantec | Dantec Phase Doppler Anenometer Laser System | George Begg Building |  | 2012-07-01 | Dennis Cooper | Dennis Cooper | Poor-inoperable (Equipment to be scrapped) | No longer adequate | 3 Research and Teaching | 0 | [5 empty] | WA00405 | 30000 | 0
EPS | MACE | E00187 | Flight Simulator | 00-01 | 2005-08-01 |  |  | Flight Simulator | George Begg Building A010 |  | 2009-08-01 | Dave Golding | Dave Golding | 1 Good | 1 State of art | 1 Dedicated to particular experiment | 0 | Part of flight simulator facility in the school | 5A2 | 5. Large Scale Instruments | A. Simulated Environments | 2. Flight | EA010 | 14879.03 | 0
EPS | MACE | E00194 | Flight Simulator | 00-01 | 2005-08-01 |  |  | Flight Simulator | George Begg Building A010 |  | 2009-08-01 | Dave Golding | Dave Golding | 1 Good | 1 State of art | 1 Dedicated to particular experiment | 0 | Part of flight simulator facility in the school | 5A2 | 5. Large Scale Instruments | A. Simulated Environments | 2. Flight | EA010 | 25505.73 | 0
EPS | MACE | E00250 | Lasers | 96-97 | 1999-08-01 12:00 |  |  | Two Lasers | Sackville St Building A28 |  | 2009-08-01 | David Whitehead |  |  |  |  | 0 | [5 empty] | S18600 | 51660.24 | 0
EPS | MACE | E00272 | Test Kit 7500 controller | 03-04 | 2003-07-01 12:00 |  |  | Test Kit 7500 controller | Pariser Building |  | 2013-07-01 | David Mortimer |  | 1 Good | 2 Good | 2 General purpose research | 0 | [5 empty] | LC10021 | 19571.07 | 0
EPS | MACE | E00273 | Electric Kiln | 03-04 | 2003-07-01 12:00 |  |  | Electric Kiln | Pariser Building (C Bailey) |  | 2013-07-01 | John Mason |  | 2 Adequate | 3 Adequate | 2 General purpose research | 0 | [5 empty] | LC10021 | 6408.29 | 0
EPS | MACE | E00290 | Spark Eroder | 02-03 | 2002-07-01 12:00 |  |  | Spark Eroder | Sackville St building Royce lab A26 |  | 2012-07-01 | John Atkinson |  |  |  |  | 0 | [5 empty] | LC10021 | 5756.88 | 0
EPS | MACE | E00297 | Traverse for wind tunnel | 02-03 | 2002-07-01 12:00 |  |  | Traverse for wind tunnel | George Begg Building A4 |  | 2012-07-01 | Andy Kennaugh |  |  |  |  | 0 | [5 empty] | LC10021 | 13512.5 | 0
EPS | MACE | E00319 | laser | 03-04 | 2003-07-01 12:00 |  |  | Dual Quantum cascade laser/imaging | Pariser Building |  | 2013-07-01 | [5 empty] | 0 | [5 empty] | LC10021 | 163213.93 | 0
EPS | MACE | E00320 | Condensation particle counter | 03-04 | 2003-07-01 12:00 |  | TSI | TSI - condensation particle counter/aerodynamic | Pariser Building |  | 2013-07-01 | [5 empty] | 0 | [5 empty] | LC10021 | 50558.03 | 0
EPS | MACE | E00321 | Flat array sodar | 03-04 | 2003-07-01 12:00 |  |  | Biral - Flat array sodar | Pariser Building roof |  | 2013-07-01 | Adrian Bell |  |  |  |  | 0 | [5 empty] | LC10021 | 33053.67 | 0
EPS | MACE | E00322 | Tilting flume | 03-04 | 2003-07-01 12:00 |  |  | Tilting flume | Pariser Building (Tilting Flumes) Fluids lab room A8 |  | 2013-07-01 | Peter Stansby |  | 1 Good | 1 State of art | 1 Dedicated to particular experiment | 0 | [5 empty] | LC10021 | 15532.16 | 0
EPS | MACE | E00323 | Sarena - 2 flumes | 03-04 | 2003-07-01 12:00 |  |  | Sarena - 2 flumes | Pariser Building (Tilting Flumes) Fluids lab room A8 |  | 2013-07-01 |  |  | 1 Good | 1 State of art | 1 Dedicated to particular experiment | 0 | [5 empty] | LC10021 | 12362.32 | 0
EPS | MACE | E00324 | Tilting flume | 03-04 | 2003-07-01 12:00 |  |  | Tilting flume | Pariser Building (Tilting Flumes) Fluids lab room A8 |  | 2013-07-01 | Peter Stansby |  | 1 Good | 1 State of art | 1 Dedicated to particular experiment | 0 | [5 empty] | LC10021 | 9367.41 | 0
EPS | MACE | E00325 | Flume test rig pumps | 03-04 | 2003-07-01 12:00 |  |  | Flume test rig pumps | Pariser Building (Tilting Flumes) Fluids lab room A8 |  | 2013-07-01 | Peter Stansby |  | 1 Good | 1 State of art | 1 Dedicated to particular experiment | 0 | [5 empty] | LC10021 | 8349.77 | 0
EPS | MACE | E00326 | Laser Diode Nitric Oxide Detec | 03-04 | 2003-07-01 12:00 |  |  | Laser Diode Nitric Oxide Detec | Pariser Building |  | 2013-07-01 | [5 empty] | 0 | [5 empty] | LC10021 | 7584 | 0
EPS | MACE | E00327 | Flume test rigs | 03-04 | 2003-07-01 12:00 |  |  | Flume test rigs | Pariser Building (Tilting Flumes) Fluids lab room A8 |  | 2013-07-01 | Peter Stansby |  | 1 Good | 1 State of art | 1 Dedicated to particular experiment | 0 | [5 empty] | LC10021 | 5964.12 | 0
EPS | MACE | E00385 | Throttling calorimter | 05-06 | 2005-08-01 12:00 |  |  | Throttling calorimter | George Begg Building (R Prosser) |  | 2015-08-01 | [5 empty] | 0 | [5 empty] | LC10021 | 26484.5 | 0
EPS | MACE | E00387 | laser | 04-05 | 2004-07-01 18:00 |  |  | Laser lines dimension SST 3D printer | Sackville St Building (P Mativenga) Royce Lab Building A26 |  | 2009-07-01 | Paul Mativenga |  | 1 Good | 2 Good | 2 General purpose research | 0 | [5 empty] | LC10021 | 29740 | 0
EPS | MACE | E00392 | Agie Charmillies Mikron HSM 400 | 04-05 | 2004-07-01 12:00 |  |  | Agie Charmillies Mikron HSM 400 | Sackville St Building (P Mativenga) Royce Lab Building A26 |  | 2014-07-01 | Paul Mativenga |  | 1 Good | 1 State of art | 1 Dedicated to particular experiment | 0 | [5 empty] | LC10021 | 58212.77 | 0
EPS | MACE | E00576 | laser | 00-01 | 2001-08-01 12:00 |  | Spectra-Physics, Aerotech | T80-YHP40-106Q, 2Q SWITCHED LASER SYSTEM | Alan Turing Building 2.308 | 573727 | 2011-08-01 | David Whitehead | David Whitehead | 1 Good | 2 Good | 3 Research and Teaching | 0.5 |  | 4D5 | 4. Sample Measurement/Analysis | D. Laser | 5. Nanosecond | LC10021 | 19553.19 | 0
EPS | MACE | E00577 | laser | 00-01 | 2001-08-01 12:00 |  | Spectra-Physics, Aerotech | T80-YHP40-106Q, 2Q SWITCHED LASER SYSTEM | Alan Turing Building 2.308 | 573727 | 2011-08-01 | David Whitehead | David Whitehead | 1 Good | 2 Good | 3 Research and Teaching | 0.5 |  | 4D5 | 4. Sample Measurement/Analysis | D. Laser | 5. Nanosecond | LC10021 | 9776.6 | 0
EPS | MACE | E00578 | laser | 00-01 | 2001-08-01 12:00 |  | Spectra-Physics, Aerotech | T80-YHP40-106Q, 2Q SWITCHED LASER SYSTEM | Alan Turing Building 2.308 | 573727 | 2011-08-01 | David Whitehead | David Whitehead | 1 Good | 2 Good | 3 Research and Teaching | 0.5 |  | 4D5 | 4. Sample Measurement/Analysis | D. Laser | 5. Nanosecond | LC10021 | 27437.5 | 0
EPS | MACE | E00580 | MINI-LAB MODEL LX4000 | 00-01 | 2000-07-01 12:00 |  |  | MINI-LAB MODEL LX4000 - EPS005520 | GB Room A21 | 573261 | 2010-07-01 | Andy Kennaugh |  |  |  |  | 0 | [5 empty] | LC10021 | 30062.79 | 0
EPS | MACE | E00597 | ACCUTOM-5 | 99-00 | 2000-07-01 12:00 |  | Struers | ACCUTOM-5 WITH SAMPLE ROTATION | Sackville St building A28 | 566021 | 2010-07-01 |  |  | 1 Good | 2 Good | 2 General purpose research | 0.2 | [5 empty] | LC10021 | 6947.52 | 0
EPS | MACE | E00640 | SADDERS MODEL MAKER | 98-99 | 1999-08-01 12:00 |  | Sadders | SADDERS MODEL MAKER 6-PRO COMPLETE WITH COMPUTER AND SOFTWARE | Sackville St Building | 556627 | 2009-08-01 | [5 empty] | 0 | [5 empty] | A15979 | 11400 | 0
EPS | MACE | E00768 | Computer Equipment For Upgrading Lab Equipment | 09-10 | 2010-04-01 |  |  | Computer Equipment For Upgrading Lab Equipment | Kilburn Building (Simon Hood) | 664499 | 2013-04-01 | [5 empty] | 0 | [5 empty] | AA01512 | 44634 | 0
EPS | MACE | E00768 | Computer Equipment For Upgrading Lab Equipment | [19 empty] | AA08284 | 530.34 | 0
EPS | MACE | E00768 | Computer Equipment For Upgrading Lab Equipment | [19 empty] | R109114 | 2419.92 | 0
EPS | MACE | E00768 | Computer Equipment For Upgrading Lab Equipment | [19 empty] | R111237 | 11744 | 0
EPS | MACE | E00768 | Computer Equipment For Upgrading Lab Equipment | [19 empty] | R111615 | 10000 | 0
EPS | MACE | E00828 | TriStar 3020 Surface Area and Pore Analyzer | 11-12 | 2012-07-01 |  | TriStar | TriStar 3020 Surface Area and Pore Analyzer |  | 845192 | 2016-07-01 | Marc Schmidt | Marc Schmidt |  |  |  | 0 | [5 empty] | BA00098 | 58139.35 | 0
EPS | MACE | E00957 | Flight Simulator | 13-14 | 2014-09-01 |  | Merlin Flight Simulation Group | Flight simulator for use with admissions, aerospace teaching and the flight simulator society | George Begg Bldg, Rm A10 | 1190137 | 2017-09-01 | Dave Golding | Iain Dupère | 1 Good | 1 State of art | 1 Dedicated to particular experiment |  | Part of flight simulator facility in the school | 5A2 | 5. Large Scale Instruments | A. Simulated Environments | 2. Flight | AA01508 | 199200 | 71933.3333
EPS | MACE | E00967 | Wittmann-Battenfeld u-IM system | 13-14 | 2015-06-01 |  | Wittman Battenfeld | The fully electric Microsystem injection moulding machine is Battenfeld's production machine for manufacturing precision micro-components made of plastic. | Sackville street bldg, Rm A23.2 | 1194112 | 2018-06-01 | CA Griffiths | CA Griffiths | 1 Good | 1 State of art | 3 Research and Teaching | 0.9 | no | 6C10 | 6. Infrastructure | C. Workshop | 10. Moulding | AA01508 | 103123.45 | 63019.8861
EPS | MACE | E00984 | 3D-Bioplotter | 13-14 | 2014-09-01 |  |  | 3D-Bioplotter | Manchester Institiute of Biotechnology, Rm 1.057 | 1252044 & 1266369 | 2017-09-01 | Paulo jorge Da silva bartolo | Paulo jorge Da silva bartolo | 1 Good | [8 empty] | AA12598 | 103792.8 | 37480.7333
EPS | MACE | E00987 | Haas VF-255 Machining Centre | 13-14 | 2015-06-01 |  | Haas Automation Ltd | 5 Axis CNC Machine | Pariser Building Workshop | 1186357 | 2018-06-01 | Les Bray | Les Bray | 1 Good | 1 State of art | 3 Research and Teaching | 0 | Pariser Building Workshop | 6C1 | 6. Infrastructure | C. Workshop | 1. CNC Machines | AA01508 | 89870.4 | 54920.8
EPS | MACE | E00991 | 3D Discovery | 13-14 | 2015-06-01 |  | regenHU | A system for the manufacture of three-dimensional biological structures with up to four different mediums (cells/signal molecules/hydrogels/biomaterials). | Manchester Institute of Biotechnology | 1248227 | 2018-06-01 | Paulo Bartolo | Paulo Bartolo | 1 Good | 1 State of art | 1 Dedicated to particular experiment |  | It will be part of the Manchester Biomanufacturing Centre |  |  |  |  | AA12598 | 61397.04 | 37520.4133
EPS | MACE | R0253 | Display/interface module/controller | 03-04 | 2006-08-01 06:00 |  |  | Lambda - Display/interface module/controller | Pariser Building |  | 2009-08-01 | [5 empty] | 0 | [5 empty] | LE00108 | 10555.03 | 0
EPS | MACE | R0293 | transducers | 04-05 | 2006-08-01 06:00 |  |  | Lambda transducers (E/472K011) | Pariser Building |  | 2009-08-01 | [5 empty] | 0 | [5 empty] | LE00108 | 14097.65 | 0
EPS | MACE | R0360 | camera | 05-06 | 2006-08-01 06:00 |  | FLIR Systems | Flir systems - thermavision camera package | Sackville St building C51g |  | 2009-08-01 | David Whitehead |  | 1 Good | 1 State of art | 2 General purpose research | 0 | [5 empty] | R013149 | 27025 | 0
EPS | MACE | R0361 | laser | 05-06 | 2006-08-01 06:00 |  | Powerlase | Starlase A04 switched cavity laser | Sackville St building A50 |  | 2009-08-01 | David Whitehead |  |  |  |  | 0 | [5 empty] | R013173 | 134720.71 | 0
EPS | MACE | R0396 | 12851 | 05-06 | 2006-08-01 06:00 |  |  | 12851 | Sackville St Building A208a |  | 2009-08-01 | [5 empty] | 0 | [5 empty] | R013176 | 39149 | 0
EPS | MACE | R0491 | Scanning Electron Microscope system | 07-08 | 2008-06-01 |  | Hitachi & Quorum Technologies | Scanning Electron Microscope system (SEM) inc. SE and 3D-BSD detector | Photon Science Institute - ATB/2.308 | 260323 | 2008-09-01 16:18 | Stuart Pickering | David Whitehead | 1 Good | 2 Good | 2 General purpose research | 0.1 |  | 3E1 | 3. Materials Characterisation | E. Electron/Ion Microscopy | 1. Scanning | R013176 | 30540.69 | 0
EPS | MACE | R0491 | Scanning Electron Microscope system |  | 2008-07-01 |  | Hitachi & Quorum Technologies | Scanning Electron Microscope system (SEM) inc. SE and 3D-BSD detector | Photon Science Institute - ATB/2.308 | 260323 | 2009-05-01 09:00 | Stuart Pickering | David Whitehead | 1 Good | 2 Good | 2 General purpose research | 0.1 |  | 3E1 | 3. Materials Characterisation | E. Electron/Ion Microscopy | 1. Scanning | R101762 | 25859.31 | 0
EPS | MACE | R0513 | turbine dynamometer | 07-08 | 2008-07-01 |  | Cussons | P6390 turbine dynamometer basic dynamometer and option 3. | Pariser Building | 307693 | 2011-02-01 10:56 | Peter Crossley | Tim Stallard |  |  |  | 0 | [5 empty] | R013181 | 30694.96 | 0
EPS | MACE | R0514 | wind turbine demonstration unit | 07-08 | 2008-07-01 |  | Cussons | P3130 wind turbine demonstration unit (1 off dynamometer with twin channel) | George Begg Building | 307711 | 2011-02-01 10:56 | Peter Crossley | Tim Stallard |  |  |  | 0 | [5 empty] | R013181 | 27569.03 | 0
EPS | MACE | R0519 | Microscope | 07-08 | 2008-08-01 |  |  | Micro-PIV system & inverted microscope | George Begg Building | 148102 | 2011-08-01 18:00 | [5 empty] | 0 | [5 empty] | R011170 | 72732.5 | 0
EPS | MACE | R0554 | LaVision GmbH | 08-09 | 2009-01-01 |  | LaVision | Laser PIV System | George Begg Building A 14 Sound proof cell | 277607 | 2012-01-01 18:00 | Mark Quinn | Mark Quinn | 3 Poor - Inoperable |  |  | 0 | [5 empty] | R103278 | 30550 | 0
EPS | MACE | R0661 | Single Perpetual License for the Code Suite | 09-10 | 2010-04-01 |  | Serco Ltd | Single Perpetual License for the Code Suite | Roscoe Building | 664508 | 2013-04-01 18:00 | [5 empty] | 0 | [5 empty] | R111649 | 87646.78 | 0
EPS | MACE | R0662 | 3D High Rep PIV System Laser | 09-10 | 2013-07-01 |  | Dantec Dynamics Ltd | 3D High Rep PIV System Laser | George Begg Building | 667230 | 2013-07-01 | Dennis Cooper | Dennis Cooper | 1 Good | 1 State of art | 1 Dedicated to particular experiment | 0 | [5 empty] | R111649 | 169984.67 | 0
EPS | MACE | R0671 | FSA4000-2 Multibit Digital Burst Correlator | 09-10 | 2013-07-01 |  | T S I Instruments Ltd | FSA4000-2 Multibit Digital Burst Correlator | George Begg Building | 667217 | 2013-07-01 | Dennis Cooper | Dennis Cooper | 1 Good | 1 State of art | 1 Dedicated to particular experiment | 0 | [5 empty] | R111649 | 120470.4 | 0
EPS | MACE | R0692 | Laser Flash Apparatus | 09-10 | 2010-10-01 |  | Netzsch Geratebau GmbH | Laser Flash Apparatus | Pariser Building, J1 | 709972 | 2013-10-01 18:00 | Marc Schmidt | Tim Abram | 1 Good | 2 Good | 2 General purpose research | 0 | Yes part of Dalton Cumbria NFCE http://www.dalton.manchester.ac.uk/news-and-events/?archive=twelvemonths&id=11294 Also in alliance with NNL |  |  |  |  | R111649 | 121025 | 0
EPS | MACE | R0698 | EDM Wire-Cut Machine as per quotation | 10-11 | 2012-05-01 |  | Aigie | EDM Wire-Cut Machine as per quotation | Manufacturing Technology Research Lab - Sackville Street Building | 738825 | 2013-04-01 19:30 | John Francis |  |  |  |  | 0 | [5 empty] | R112110 | 136535 | 0
EPS | MACE | R0699 | EDM Machine Type Form 20 plus Form 20 Ancillaries | 10-11 | 2012-05-01 |  | Aigie | EDM Machine Type Form 20 plus Form 20 Ancillaries | Manufacturing Technology Research Lab - Sackville Street Building | 738827 | 2013-04-01 19:30 | John Francis |  |  |  |  | 0 | [5 empty] | R112110 | 63450 | 0
EPS | MACE | R0702 | STA 449 F1 Jupiter | 10-11 | 2010-10-01 |  | Netzsch Geratebau GmbH | STA 449 F1 Jupiter | Pariser Building, J1 | 709977 | 2013-10-01 18:00 | Marc Schmidt | Tim Abram | 1 Good | 2 Good | 2 General purpose research | 0 | Yes part of Dalton Cumbria NFCE http://www.dalton.manchester.ac.uk/news-and-events/?archive=twelvemonths&id=11294 Also in alliance with NNL |  |  |  |  | R111649 | 118675 | 0
EPS | MACE | R0703 | High Power TIG MIG Robotic welding | 10-11 | 2013-07-01 |  | Kuka | High Power TIG MIG Robotic welding | Manufacturing Technology Research Lab - Sackville Street Building | 743371 | 2015-01-01 21:00 | John Francis |  |  |  |  | 0 | [5 empty] | R112110 | 145618.92 | 0
EPS | MACE | R0704 | Mechanized TIG Narrow Gap Welding Equipment | 10-11 | 2011-10-01 |  | Polysoude | Mechanized TIG Narrow Gap Welding Equipment | Manufacturing Technology Research Lab - Sackville Street Building | 743872 | 2013-03-01 15:43 | John Francis |  |  |  |  | 0 | [5 empty] | R112110 | 205625 | 0
EPS | MACE | R0705 | Agilent 7700x ICPMS System | 10-11 | 2010-10-01 |  | Agilent Technologies UK Ltd | Agilent 7700x ICPMS System | Pariser Building, J1 | 738619 | 2013-10-01 18:00 | Marc Schmidt | Tim Abram | 1 Good | 2 Good | 2 General purpose research | 0 | Yes part of Dalton Cumbria NFCE http://www.dalton.manchester.ac.uk/news-and-events/?archive=twelvemonths&id=11294 Also in alliance with NNL |  |  |  |  | R111649 | 92299.9 | 0
EPS | MACE | R0706 | Autoclave system at 360C | 11-12 | 2011-09-01 |  | Cormet | Autoclave system at 360C | Manufacturing Technology Research Lab - Sackville Street Building | 733272 | 2013-03-01 21:00 | Stuart Lyon | Stuart Lyon |  |  |  | 0 | [5 empty] | R112110 | 175956.75 | 0
EPS | MACE | R0707 | Agilent GCMS system | 10-11 | 2010-10-01 |  | Agilent Technologies UK Ltd | Agilent GCMS system | Pariser Building, J1 | 738620 | 2013-10-01 18:00 | Marc Schmidt | Tim Abram | 1 Good | 2 Good | 2 General purpose research | 0 | Yes part of Dalton Cumbria NFCE http://www.dalton.manchester.ac.uk/news-and-events/?archive=twelvemonths&id=11294 Also in alliance with NNL |  |  |  |  | R111649 | 113420.98 | 0
EPS | MACE | R0708 | Welding/cutting/Powder deposition | 10-11 | 2013-07-01 |  | IPG | Welding/cutting/Powder deposition | Manufacturing Technology Research Lab - Sackville Street Building | 743831 | 2015-01-01 21:00 | John Francis |  |  |  |  | 0 | [5 empty] | R112110 | 657165.75 | 0
EPS | MACE | R0709 | sample stretching system | 10-11 | 2011-10-01 |  | STFC | sample stretching system | Henry Moseley X-ray Imaging Facility - A36 Materials Science Centre | 740680 | 2013-10-01 12:00 | Chris Martin | Chris Martin |  |  |  | 0 | [5 empty] | R112110 | 29405.55 | 0
EPS | MACE | R0713 | Olympus Lext 4000 | 10-11 | 2011-01-01 |  | Olympus Keymed | Olympus Lext 4000 | Pariser Building, A28 | 738618 | 2014-01-01 18:00 | Marc Schmidt | Tim Abram | 1 Good | 2 Good | 2 General purpose research | 0 | Yes part of Dalton Cumbria NFCE http://www.dalton.manchester.ac.uk/news-and-events/?archive=twelvemonths&id=11294 Also in alliance with NNL |  |  |  |  | R111649 | 135125 | 0
EPS | MACE | R0719 | Impact 3000 Series Laser | 10-11 | 2011-01-01 |  | LightMachinery | Impact 3000 Series Laser |  | 748685 | 2014-01-01 18:00 | Lin Li | Lin Li |  |  |  | 0 | [5 empty] | R112215 | 51204.03 | 0
EPS | MACE | R0720 | prototype furnace for Xradia MicroXCT scanner | 10-11 | 2011-04-01 |  | MRI | prototype furnace for Xradia MicroXCT scanner | Henry Moseley X-ray Imaging Facility - A36 Materials Science Centre | 752539 | 2013-04-01 12:00 | Chris Martin | Chris Martin |  |  |  | 0 | [5 empty] | R112110 | 62444.55 | 0
EPS | MACE | R0735 | MP5 Array controller | 11-12 | 2011-09-01 |  | Peak NDT | MP5 Array controller | SSB/E48 Sackville Building at the present time, ultimate home will be Manufacturing Technology Research Lab - Sackville Street Building | 777238 | 2013-03-01 21:00 | Anthony Peyton | Anthony Peyton |  |  |  | 0 | [5 empty] | R112110 | 101436.58 | 0
EPS | MACE | R0742 | OmniScan Eddy Current Array | 10-11 | 2012-07-01 |  | Olympus | OmniScan Eddy Current Array | SSB/E48 Sackville Building at the present time, ultimate home will be Manufacturing Technology Research Lab - Sackville Street Building | 777238 | 2013-04-01 22:30 | Anthony Peyton | Anthony Peyton |  |  |  | 0 | [5 empty] | R112110 | 23671.28 | 0
EPS | MACE | R0743 | Aquadyne DVS Water Sorption Analyser | 10-11 | 2011-04-01 |  | Ci electronics | Aquadyne DVS Water Sorption Analyser - qwatewr sorption analayser | Pariser J9 | 786295 | 2014-04-01 18:00 | Moira Wilson | Moira Wilson | 1 Good | 1 State of art | 1 Dedicated to particular experiment | 0 | no | 3g2 | 3. Materials Characterisation | G. Surface analysis | 2. Adsorption | R111978 | 29375 | 0
EPS | MACE | R0754 | YW52 FC150 FF400 Welding head | 10-11 | 2013-07-01 |  | IPG | YW52 FC150 FF400 Welding head | Manufacturing Technology Research Lab - Sackville Street Building | 773622 | 2015-01-01 21:00 | Andrew Sherry | Andrew Sherry |  |  |  | 0 | [5 empty] | R112110 | 34094.29 | 0
EPS | MACE | R0758 | EAC Test Rig main Control system | 11-12 | 2011-10-01 |  | LCA Controls | EAC Test Rig main Control system | Manufacturing Technology Research Lab - Sackville Street Building | 786359 | 2013-03-01 15:43 | Fabio Scenini / Peter Bailey | Fabio Scenini / Peter Bailey |  |  |  | 0 | [5 empty] | R112110 | 47572.8 | 0
EPS | MACE | R0760 | Main circulation / pressurising pump | 10-11 | 2011-10-01 |  | Kinder Janes | Main circulation / pressurising pump | Manufacturing Technology Research Lab - Sackville Street Building | 786359 | 2013-03-01 15:43 | Fabio Scenini / Peter Bailey | Fabio Scenini / Peter Bailey |  |  |  | 0 | [5 empty] | R112110 | 26532 | 0
EPS | MACE | R0766 | Orbisphere 410 | 10-11 | 2011-10-01 |  | Hach Lange | Orbisphere 410 | Manufacturing Technology Research Lab - Sackville Street Building | 780884 | 2013-03-01 15:43 | [5 empty] | 0 | [5 empty] | R112110 | 14334.26 | 0
EPS | MACE | R0767 | Tubing for DCF | 10-11 | 2011-10-01 |  | Manchester Fluid Systems (Swagelok) | Tubing for DCF | Manufacturing Technology Research Lab - Sackville Street Building | 780882 | 2013-03-01 15:43 | Peter Bailey | Peter Bailey |  |  |  | 0 | [5 empty] | R112110 | 15565.97 | 0
EPS | MACE | R0768 | 4off PWR Vessels | 10-11 | 2011-10-01 |  | Gilwood | 4off PWR Vessels | Manufacturing Technology Research Lab - Sackville Street Building | 786353 | 2013-03-01 15:43 | David Bolton? | David Bolton? |  |  |  | 0 | [5 empty] | R112110 | 32063 | 0
EPS | MACE | R0769 | EAC Rig | 10-11 | 2011-10-01 |  | Serco Ltd | EAC Rig | Manufacturing Technology Research Lab - Sackville Street Building | 807096 | 2013-03-01 15:43 | Andrew Sherry / Scott Noble | Andrew Sherry / Scott Noble |  |  |  | 0 | [5 empty] | R112110 | 90468.84 | 0
EPS | MACE | R0770 | EAC Rig | 10-11 | 2011-10-01 |  | Serco Ltd | EAC Rig | Manufacturing Technology Research Lab - Sackville Street Building | 767986 | 2013-03-01 15:43 | Andrew Sherry | Andrew Sherry |  |  |  | 0 | [5 empty] | R112110 | 174937.53 | 0
EPS | MACE | R0805 | GSE V Panel Simulator | 11-12 | 2012-07-01 |  | GSE | FEG Environmental SEM incorporating multiple detectors | NTEC Suite, 2nd Floor Shuster Building | 899989 | 2012-07-01 | John Roberts | Tim Abram | 1 Good | 1 State of art | 3 Research and Teaching | 0.3 | Centre for Nuclear Energy Technology | 5a1 | 5. Large Scale Instruments | A. Simulated Environments | 1. Driving | R111649 | 130396.4 | 0
EPS | MACE | R0856 | Vibrophores | 12-13 | 2013-01-01 |  | Zwick - 2 x Vibrophores | High speed fatigue of metal samples | Manufacturing Technology Research Lab, Sackville Street Building | 951454 | 2014-06-01 15:43 | Jonathan Duff | John Yates | 1 Good | 2 Good | 2 General purpose research | 0.5 |  | 3K8 | 3. Materials Characterisation | K. Mechanical Properties | 8. Dynamic | R114808 | 314767.31 | 0
EPS | MACE | R0857 | Creep testing equipment | 12-13 | 2013-02-01 |  | Serco Ltd | Creep testing equipment | Royce Laboratory | 952186 | 2014-02-01 06:00 | Lin Li | Lin Li | 1 Good | 1 State of art | 2 General purpose research | 0 |  | 3k3 | 3. Materials Characterisation | K. Mechanical Properties | 3. Load | R114808 | 150000 | 0
EPS | MACE | R0858 | 2 Servo-Electric Machines, 8862 systems | 12-13 | 2012-10-01 |  | Instron Ltd | 2 Servo-Electric Machines, 8862 systems | Royce Laboratory | 951464 | 2013-10-01 | Lin Li | Lin Li | 1 Good | 1 State of art | 2 General purpose research | 0 |  | 3k3 | 3. Materials Characterisation | K. Mechanical Properties | 3. Load | R114808 | 292164 | 0
EPS | MACE | R0886 | Aquadyne DVS | 12-13 | 2012-11-01 |  | CI Precision | Aquadyne DVS Water Sorption Analyser | Pariser J9 | 1007833 | 2013-10-01 19:30 | Moira Wilson | Moira Wilson | 1 Good | 1 State of art | 2 General purpose research | 0 |  | 3L4 | 3. Materials Characterisation | L. Chemical Analysis | 4. Solids | R113211 | 66000 | 0
EPS | MACE | R0910 | thermogravimetric analyser | 13-14 | 2013-08-01 |  | Netzsch | thermogravimetric analyser | J5 Pariser building | 1139647 | 2014-12-31 | Moira Wilson | Moira Wilson | 1 Good | 1 State of art | 1 Dedicated to particular experiment | 0.5 | RHX laboratory http://www.mace.manchester.ac.uk/our-research/research-themes/dating-fired-clay-ceramics/ | 3G2 & 3M3 |  |  |  | R113016 | 30977 | 0
EPS | MACE | R0941 | Calcining and sintering furnace | 13-14 | 2014-04-01 |  |  | Red Devil Vacuum Furnace | Pariser Building Room J1 | 1206420 | 2014-05-01 10:30 | Marc Schmidt | Tim Abram | 1 Good | 1 State of art | 1 Dedicated to particular experiment | 0 | Yes part of Dalton Cumbria NFCE http://www.dalton.manchester.ac.uk/news-and-events/?archive=twelvemonths&id=11294 Also in alliance with NNL | 6C8 | 6. Infrastructure | C. Workshop | 8. Sintering | R116818 | 45019.02 | 0
EPS | MACE | R0950 | Netzsch DMA 242 E and assorted ancillary parts | 13-14 | 2015-02-01 |  |  | Netzsch DMA 242 E and assorted ancillary parts |  | 1201236 | 2015-03-01 |  | Tim Abram | 1 Good | 1 State of art | 2 General purpose research |  | Yes part of Dalton Cumbria NFCE http://www.dalton.manchester.ac.uk/news-and-events/?archive=twelvemonths&id=11294 Also in alliance with NNL |  |  |  |  | R116818 | 54144 | 0
EPS | MACE | R0951 | X-ray diffractometer | 13-14 | 2014-10-01 |  | PANalytical | Fuel Characterisation equipment | Pariser Building Room A11 | 1206432 | 2014-10-01 | Marc Schmidt | Tim Abram | 1 Good | 1 State of art | 1 Dedicated to particular experiment | 0 | Yes part of Dalton Cumbria NFCE http://www.dalton.manchester.ac.uk/news-and-events/?archive=twelvemonths&id=11294 Also in alliance with NNL | 3h1 | 3. Materials Characterisation | H. Diffraction | 1. X-ray | R116818 | 161610 | 0
EPS | MACE | R0952 | X-Ray Computed Micro Tomograph | 13-14 | 2014-10-01 |  | Nikon Metroloogy (X-TEK) | Fuel Characterisation equipment | Pariser Building Room A11 | 1212910/1225075 | 2014-11-01 | Marc Schmidt | Tim Abram | 1 Good | 1 State of art | 1 Dedicated to particular experiment | 0 | Yes part of Dalton Cumbria NFCE http://www.dalton.manchester.ac.uk/news-and-events/?archive=twelvemonths&id=11294 Also in alliance with NNL | 3C2 | 3. Materials Characterisation | C. Imaging | 2. X-ray | R116818 | 436708.11 | 0
EPS | MACE | R0956 | Simultaneous Thermal Analyzer (STA 449 F1 Jupiter) | 13-14 | 2015-02-01 |  |  | Simultaneous Thermal Analyzer (STA 449 F1 Jupiter) |  | 1202390 | 2015-03-01 | Marc Schmidt |  | 1 Good | 1 State of art | 2 General purpose research |  | Yes part of Dalton Cumbria NFCE http://www.dalton.manchester.ac.uk/news-and-events/?archive=twelvemonths&id=11294 Also in alliance with NNL |  |  |  |  | R116818 | 99630 | 0
EPS | MACE | R0961 | Modification & Variations to R1005 - 3 Uranium Dioxide Gloveboxex | 13-14 | 2014-03-01 |  | Glovebox Technologies | Fuel Manufacture equipment | Pariser Building Room A11 | 1215428 | 2014-03-31 | Marc Schmidt | Tim Abram | 1 Good | 1 State of art | 1 Dedicated to particular experiment | 0 | Yes part of Dalton Cumbria NFCE http://www.dalton.manchester.ac.uk/news-and-events/?archive=twelvemonths&id=11294 Also in alliance with NNL | 1D3 | 1. Process Equipment – Physical | D. Controlled Environment | 3. Glove Box | R116818 | 44862 | 0
EPS | MACE | R0962 | Series 5500 AFM/SPM | 13-14 | 2014-03-01 |  | Agilent | Material Analysis | Pariser Building Room J1 | 1219756 | 2014-03-31 | Marc Schmidt | Tim Abram | 1 Good | 1 State of art | 1 Dedicated to particular experiment | 0 | Yes part of Dalton Cumbria NFCE http://www.dalton.manchester.ac.uk/news-and-events/?archive=twelvemonths&id=11294 Also in alliance with NNL | 3f1 | 3. Materials Characterisation | F. Surface Probe Microscopy | 1. Atomic Force | R116818 | 167496.25 | 0
EPS | MACE | R0964 | LIMS | 13-14 | 2014-04-01 |  | Autoscribe | Safety Equipment - Data Tracing | Pariser Building Room A11 | 1231252 | 2014-04-01 | Marc Schmidt | Tim Abram | 1 Good | 1 State of art | 1 Dedicated to particular experiment | 0 | Yes part of Dalton Cumbria NFCE http://www.dalton.manchester.ac.uk/news-and-events/?archive=twelvemonths&id=11294 Also in alliance with NNL | 6a5 | 6. Infrastructure | A. IT | 5. Data Management | R116818 | 40912.2 | 0
EPS | MACE | R0966 | MatPrep for radionuclide bearing materials | 13-14 | 2014-09-01 |  | Struers | Fuel Characterisation equipment | Pariser Building Room A11 | 1201216 | 2014-09-01 | Marc Schmidt | Tim Abram | 1 Good | 1 State of art | 1 Dedicated to particular experiment | 0 | Yes part of Dalton Cumbria NFCE http://www.dalton.manchester.ac.uk/news-and-events/?archive=twelvemonths&id=11294 Also in alliance with NNL | 3M3 | 3. Materials Characterisation | M. Physical Properties | 3. Thermal | R116818 | 91344 | 0
EPS | MACE | R0967 | RFD Analyser for HT Youn's Modulus Measurement | 13-14 | 2014-04-01 |  | IMCE | Fuel Characterisation equipment | Pariser Building Room A11 | 1205646 | 2014-04-01 | Marc Schmidt | Tim Abram | 1 Good | 1 State of art | 1 Dedicated to particular experiment | 0 | Yes part of Dalton Cumbria NFCE http://www.dalton.manchester.ac.uk/news-and-events/?archive=twelvemonths&id=11294 Also in alliance with NNL | 3K6 | 3. Materials Characterisation | K. Mechanical Properties | 6. Vibration | R116818 | 56750.87 | 0
EPS | MACE | R0968 | EDX & EBSD system for SEM | 13-14 | 2014-11-01 |  |  | Fuel Characterisation equipment | Pariser Building Room A11 | 1205653 | 2014-11-01 | Marc Schmidt | Tim Abram | 1 Good | 1 State of art | 1 Dedicated to particular experiment | 0 | Yes part of Dalton Cumbria NFCE http://www.dalton.manchester.ac.uk/news-and-events/?archive=twelvemonths&id=11294 Also in alliance with NNL | 3b2 | 3. Materials Characterisation | B. Spectrometry | 2. X-ray | R116818 | 131484 | 0
EPS | MACE | R0969 | Milling Equipment (3 items to be used in sequence) | 13-14 | 2014-04-01 |  |  | Fuel Characterisation equipment | Pariser Building Room A11 | 1210056 | 2014-04-01 | Marc Schmidt | Tim Abram | 1 Good | 1 State of art | 1 Dedicated to particular experiment | 0 | Yes part of Dalton Cumbria NFCE http://www.dalton.manchester.ac.uk/news-and-events/?archive=twelvemonths&id=11294 Also in alliance with NNL | 6C3 | 6. Infrastructure | C. Workshop | 3. Grinding | R116818 | 37502.88 | 0
EPS | MACE | R0972 | High Pressure Autoclave | 13-14 | 2014-04-01 |  | Buchi Glas | Fuel Characterisation equipment | Pariser Building Room A11 | 1216367 | 2014-04-01 | Marc Schmidt | Tim Abram | 1 Good | 1 State of art | 1 Dedicated to particular experiment | 0 | Yes part of Dalton Cumbria NFCE http://www.dalton.manchester.ac.uk/news-and-events/?archive=twelvemonths&id=11294 Also in alliance with NNL | 3M3 | 3. Materials Characterisation | M. Physical Properties | 3. Thermal | R116818 | 45978 | 0
EPS | MACE | R0977 | 4off Lab Balances (NFCE capital project) | 13-14 | UC |  |  | 4off Lab Balances (NFCE capital project) |  | 1212472 | 0:00 | Marc Schmidt | Marc Schmidt | 1 Good | 1 State of art | 1 Dedicated to particular experiment | 0 | Yes part of Dalton Cumbria NFCE http://www.dalton.manchester.ac.uk/news-and-events/?archive=twelvemonths&id=11294 Also in alliance with NNL |  |  |  |  | R116818 | 0 | 0
EPS | MACE | R0981 | Single Mode Fibre Laser | 13-14 | 2014-04-01 |  | IPG Photonics | Material Processing | Pariser Building Room A11 | 1224585 | 2014-04-01 | Marc Schmidt | Tim Abram | 1 Good | 1 State of art | 1 Dedicated to particular experiment | 0 | Yes part of Dalton Cumbria NFCE http://www.dalton.manchester.ac.uk/news-and-events/?archive=twelvemonths&id=11294 Also in alliance with NNL | 3f1 | 3. Materials Characterisation | F. Surface Probe Microscopy | 1. Atomic Force | R116818 | 75240 | 0
EPS | MACE | R0985 | FE-SEM (Nova SEM 450) | 13-14 | 2014-11-01 |  | FEI | Materials Analysis | Pariser Building Room A11 | 1202375 | 2014-11-01 | Marc Schmidt | Tim Abram | 1 Good | 1 State of art | 1 Dedicated to particular experiment | 0 | Yes part of Dalton Cumbria NFCE http://www.dalton.manchester.ac.uk/news-and-events/?archive=twelvemonths&id=11294 Also in alliance with NNL | 3E1 | 3. Materials Characterisation | E. Electron/Ion Microscopy | 1. Scanning | R116818 | 393964.52 | 0
EPS | MACE | R1005 | 3 x HEPA Filtered Radioniclide grade gloveboxes | 13-14 | 2014-09-01 |  | Glovebox Technologies | Fuel Manufacture equipment | Pariser Building Room A11 | 1205612 | 2014-09-01 | Marc Schmidt | Tim Abram | 1 Good | 1 State of art | 1 Dedicated to particular experiment | 0 | Yes part of Dalton Cumbria NFCE http://www.dalton.manchester.ac.uk/news-and-events/?archive=twelvemonths&id=11294 Also in alliance with NNL | 1D3 | 1. Process Equipment – Physical | D. Controlled Environment | 3. Glove Box | R116818 | 146616 | 0
EPS | MACE | E01104 | Particle Sizer | 15-16 | 2016-02-01 |  | Malvern | Materials Analysis | Pariser Building Room A11 | 1484063 | 2016-07-01 | Marc Schmidt | Tim Abram | 1 Good | 1 State of art | 1 Dedicated to particular experiment | 0 | Yes part of Dalton Cumbria NFCE http://www.dalton.manchester.ac.uk/news-and-events/?archive=twelvemonths&id=11294 Also in alliance with NNL | 3E1 | 3. Materials Characterisation | E. Electron/Ion Microscopy | 1. Scanning | AA01508 | 73888.2 | 0
EPS | MACE | E01105 | EDM Wire Cutting Machine | 15-16 | 2016-02-01 |  | Georgfischer AgieCharmiles | Wire cutting electrodishcharge machine, used for precision cutting of hardened materials | Royce Lab SSB | 1493866 | 2019-02-01 | Ian Winstanley | Carl Diver | 1 Good | 1 State of art | 1 Dedicated to particular experiment | 0 | no | 6C9 | 6. Infrastructure | C. Workshop | 9. Other Cutting | AA14447 | 101940 | 84950
EPS | MACE | R1122 | Xplora+/ML | 15-16 | 2016-03-01 |  | Horiba UK Limited | Micro Raman Spectroscopy | Par/J1 | 1504153 | 2016-03-31 | Marc Schmidt | Tim Abram | 1 Good | 1 State of art | 1 Dedicated to particular experiment | 0 | Yes part of Dalton Cumbria NFCE http://www.dalton.manchester.ac.uk/news-and-events/?archive=twelvemonths&id=11294 Also in alliance with NNL | 6d3 | 6. Infrastructure | D. Laboratory | 3. Controlled Environment | R118575 | 154558.86 | 0
EPS | MACE | R1129 | 4 port glovebox | 15-16 | 2016-03-01 |  | Kyon | Safe handling of Nuclear Fuel Materials | Pariser A28 | 1486470 | 2016-03-31 | Marc Schmidt | Dr Tim Abram | 1 Good | 1 State of art | 1 Dedicated to particular experiment | 0.1 | NFCE | 6d3 | 6. Infrastructure | D. Laboratory | 3. Controlled Environment | R118575 | 50692.32 | 0
EPS | MACE | R1131 | CNC and Galvo Laser Delivery system, incl pyrometer and control system | 15-16 | 2016-03-01 |  | Debe Design | Enclosure, beam delivery and control of a laser machining system | Par/J5 | 1503156 | 2016-03-31 | Marc Schmidt | Marc Schmidt | 1 Good | 1 State of art | 1 Dedicated to particular experiment | 0 | NFCE | 6d3 | 6. Infrastructure | D. Laboratory | 3. Controlled Environment | R118575 | 75048 | 0
EPS | MACE | R1149 | Spark Plasma Sintering system | 15-16 | 2016-03-01 |  |  |  | Par/A28. | PO1459559 | 2019-03-01 | [11 empty] | R118575 | 364620 | 313978.3333
EPS | Materials | D0016 | [21 empty] | 14000 | 0
EPS | Materials | D0028 | P2R Institu Rig and Associated Furnaces/cold stages and computers | 11-12 | 2012-07-01 |  | Donated by Imperial College | P2R Institu Rig and Associated Furnaces/cold stages and computers | Manchester X-Ray Imaging Centre, Harwell, Didcot, OX11 0FA |  | 2015-07-01 | [5 empty] | 0 | X-Ray Imaging Facility |  |  |  |  | AA01910 | 230000 | 0
EPS | Materials | D0032 | Phoenix - X Ray Microtomography Unit | 12-13 | 2012-07-01 |  | GE Measurement & Control Solutions | Phoenix - X Ray Microtomography Unit | Manchester X-Ray Imaging Centre, Harwell, Didcot, OX11 0FA |  | 2015-07-01 | Robert Cernik | Robert Cernik | 1 Good | 1 State of art | 2 General purpose research | 0 | X-Ray Imaging Facility | 3C2 | 3. Materials Characterisation | C. Imaging | 2. X-ray | AA01910 | 150000 | 0
EPS | Materials | E00063 | Tecnai F30 TEM | 02-03 | 2005-08-01 |  | FEI | Tecnai F30 TEM | Materials Science Building A13 |  | 2009-08-01 | Ursel Bangert | Grace Burke | 1 Good | 2 Good | 3 Research and Teaching | 0.3 | Electron Microscopy | 3E3 | 3. Materials Characterisation | E. Electron/Ion Microscopy | 3. Transmission | EK005 | 870000 | 0
EPS | Materials | E00123 | Falcon System | 01-02 | 2004-08-01 18:00 |  |  | Falcon System 60 X-ray Microan | Materials Science Building A31 |  | 2009-08-01 |  |  | 1 Good | 2 Good | 3 Research and Teaching | 0.4 | [5 empty] | D25000 | 26230 | 0
EPS | Materials | E00124 | Hysitrontriboscope | 01-02 | 2005-08-01 |  | Hysitron | Hysitrontriboscope | Materials Science Building A35b |  | 2009-08-01 | [5 empty] | 0 | [5 empty] | HA323/GB203 | -56400 | 0
EPS | Materials | E00125 | Hysitrontriboscope | 01-02 | 2005-08-01 |  | Hysitron | Hysitrontriboscope | Materials Science Building A35b |  | 2009-08-01 | [5 empty] | 0 | [5 empty] | HA323 | 56400 | 0
EPS | Materials | E00276 | Interference microscope | 03-04 | 2003-07-01 12:00 |  |  | 2nd Hand Interference microscope | Materials Science Building A35b |  | 2013-07-01 | [5 empty] | 0 | [5 empty] | LC10018 | 37995.38 | 0
EPS | Materials | E00277 | Catol Accutom | 03-04 | 2003-07-01 12:00 |  |  | Catol Accutom | Materials Science Building F30 |  | 2013-07-01 | [5 empty] | 0 |  | 6C1 | 6. Infrastructure | C. Workshop | 1. CNC Machines | LC10018 | 6725.34 | 0
EPS | Materials | E00339 | FLAT KNITTING MACHINE | 02-03 | 2002-07-01 12:00 |  | Shimatronic | USED SHIMATRONIC COMPUTERISED FULLY AUTOMATIC FLAT KNITTING MACHINE | Sackville Street Building A35k |  | 2012-07-01 | Edward Lay | Prasad Potluri |  |  |  | 0 |  | 1J1 | 1. Process Equipment – Physical | J. Textiles | 1. Textiles Production | LC10018 | 47000 | 0
EPS | Materials | E00341 | Microscope | 02-03 | 2002-07-01 12:00 |  | FEI | Tecnai F30 Transmission Electron Microscope | Materials Science Building A13 |  | 2012-07-01 | Ursel Bangert | Grace Burke | 1 Good | 2 Good | 3 Research and Teaching | 0.3 | Electron Microscopy | 3E3 | 3. Materials Characterisation | E. Electron/Ion Microscopy | 3. Transmission | LC10018 | 1004177.01 | 0
EPS | Materials | E00342 | Microscope | 02-03 | 2002-07-01 12:00 |  | FEI | Tecnai F30 Transmission Electron Microscope | Materials Science Building A13 |  | 2012-07-01 | Ursel Bangert | Grace Burke | 1 Good | 2 Good | 3 Research and Teaching | 0.3 | Electron Microscopy | 3E3 | 3. Materials Characterisation | E. Electron/Ion Microscopy | 3. Transmission | LC10018 | 836814.17 | 0
EPS | Materials | E00343 | Microscope | 02-03 | 2002-07-01 12:00 |  | FEI | Tecnai F30 Transmission Electron Microscope | Materials Science Building A13 |  | 2012-07-01 | Ursel Bangert | Grace Burke | 1 Good | 2 Good | 3 Research and Teaching | 0.3 | Electron Microscopy | 3E3 | 3. Materials Characterisation | E. Electron/Ion Microscopy | 3. Transmission | LC10018 | 502088.5 | 0
EPS | Materials | E00344 | Microscope | 02-03 | 2002-07-01 12:00 |  | FEI | Tecnai F30 Transmission Electron Microscope | Materials Science Building A13 |  | 2012-07-01 | Ursel Bangert | Grace Burke | 1 Good | 2 Good | 3 Research and Teaching | 0.3 | Electron Microscopy | 3E3 | 3. Materials Characterisation | E. Electron/Ion Microscopy | 3. Transmission | LC10018 | 167362.83 | 0
EPS | Materials | E00379 | AVA quick separations | 05-06 | 2005-07-01 18:00 |  | AVA | AVA quick separations and colour and materialise add ons | Sackville Street Building B46 |  | 2010-07-01 |  | Horiba |  |  |  | 0 | [5 empty] | LC10018 | 64918.75 | 0
EPS | Materials | E00380 | GD-profiler glow discharge system | 05-06 | 2005-07-01 18:00 |  | Horiba | GD-profiler glow discharge system and monochromator | Materials Science Building D15 |  | 2010-07-01 | Hong Liu | George Thompson | 1 Good | 1 State of art | 3 Research and Teaching | 0 |  | 3B1 | 3. Materials Characterisation | B. Spectrometry | 1. Spectrophotometry | LC10018 | 36213.74 | 0
EPS | Materials | E00384 | SMCS Ltd | 05-06 | 2005-08-01 12:00 |  |  | SMCS Ltd | Materials Science Building C1 |  | 2015-08-01 | [5 empty] | 0 | [5 empty] | LC10018 | 55812.5 | 0
EPS | Materials | E00386 | server | 04-05 | 2004-07-01 18:00 |  | Dell | Dell Powerhouse 4600 server | Sackville Street Building A35H |  | 2009-07-01 |  |  | 1 Good | 2 Good | 4 Not used in past year | 1 | [5 empty] | LC10018 | 6150 | 0
EPS | Materials | E00410 | R & D EVO 50 | 06-07 | 2006-12-01 |  | Carl Zeiss | Ex R & D EVO 50 with Ex Demonstration Inca 250 EDS | Materials Science Building A9 | 179529 | 2010-12-01 | Shirley Zhong | Grace Burke | 1 Good | 2 Good | 3 Research and Teaching | 0.3 | Electron Microscopyhttp://www.materials.manchester.ac.uk/research/facilities/electronmicroscopy/ | 3E1 | 3. Materials Characterisation | E. Electron/Ion Microscopy | 1. Scanning | AA01908 | 263700 | 0
EPS | Materials | E00410 | R & D EVO 50 | 07-08 | 2008-07-01 |  | Carl Zeiss | Ex R & D EVO 50 with Ex Demonstration Inca 250 EDS | Materials Science Building A9 | 179529 | 2012-07-01 | Shirley Zhong | Grace Burke | 1 Good | 2 Good | 3 Research and Teaching | 0.3 | Electron Microscopyhttp://www.materials.manchester.ac.uk/research/facilities/electronmicroscopy/ | 3E1 | 3. Materials Characterisation | E. Electron/Ion Microscopy | 1. Scanning | AA01908 | 64500 | 0
EPS | Materials | E00418 | CAMERA | 06-07 | 2006-10-01 |  | Gatan | GATAN ORIUS SC1000B CAMERA FOR CM200 | Materials Science Building A32 | 126696 | 2010-10-01 | Alan harvey | Grace Burke | 1 Good | 2 Good | 3 Research and Teaching | 0 |  | 3E3 | 3. Materials Characterisation | E. Electron/Ion Microscopy | 3. Transmission | AA01928 | 69912.5 | 0
EPS | Materials | E00444 | Personal mole IM FX PC | 05-06 | 2005-07-01 |  |  | Personal mole IM FX PC |  |  | 2009-07-01 | [5 empty] | 0 | [5 empty] | LC10018 | 26328 | 0
EPS | Materials | E00495 | Materials Testing Machine | 04-05 | 2005-08-01 |  |  | MTS Materials Testing Machine | Materials Science Building A35b |  | 2009-08-01 | Stuart Morse | Stuart Morse |  |  |  | 0 |  | 3K1 | 3. Materials Characterisation | K. Mechanical Properties | 1. Tensometer | AF110 | 29991.88 | 0
EPS | Materials | E00538 | Milling Machine | 04-05 | 2005-08-01 |  | Hurco | Hurco Hawk 30M Milling Machine | Materials Science Building B13 |  | 2009-08-01 | Mark Harris | John Goodier | 1 Good | 2 Good | 3 Research and Teaching | 0.1 |  | 6C6 | 6. Infrastructure | C. Workshop | 6. Milling | EA010 | 15556.26 | 0
EPS | Materials | E00550 | Zwick Model Z050 | 03-04 | 2003-07-01 12:00 |  | Zwick | Zwick Model Z050 | Sackville Street Building A35 |  | 2013-07-01 | Adrian Handley | Chris Carr | 1 Good | 2 Good | 2 General purpose research | 0.8 | Material Testinghttp://www.materials.manchester.ac.uk/industry/materialstestinganalysis/index.html | 3K1 | 3. Materials Characterisation | K. Mechanical Properties | 1. Tensometer | LC10018 | 46498 | 0
EPS | Materials | E00551 | camera | 03-04 | 2003-07-01 12:00 |  |  | Projector/Digital camera | Materials Science Building A35b |  | 2013-07-01 | [5 empty] | 0 | [5 empty] | LC10018 | 14905.93 | 0
EPS | Materials | E00552 | Agilent impedance tester | 03-04 | 2003-07-01 12:00 |  | Agilent | Agilent impedance tester | Materials Science Building A35 |  | 2013-07-01 | Andrij Zadoroshnyj | Ian Kinloch |  |  |  | 0 |  | 4B1 | 4. Sample Measurement/Analysis | B. Electronic | 1. Network Analyser | LC10018 | 14170.7 | 0
EPS | Materials | E00553 | Raschel Machine | 03-04 | 2003-07-01 12:00 |  |  | Raschel Machine | Sackville Street Building A35 |  | 2013-07-01 | Peter Moroz | Prasad Potluri | 2 Adequate | 3 Adequate | 4 Not used in past year | 0.9 |  | 1J1 | 1. Process Equipment – Physical | J. Textiles | 1. Textiles Production | LC10018 | 9995 | 0
EPS | Materials | E00564 | TWIN SCREW LOSS | 01-02 | 2001-08-01 12:00 |  |  | P3-DDSR 20 TWIN SCREW LOSS IN | Materials Science Building A37 | 576106 | 2011-08-01 | Andy Zad | Arthur Wilkinson | 1 Good |  |  | 0 |  | 3K7 | 3. Materials Characterisation | K. Mechanical Properties | 7. Extrusion | LC10018 | 10557.01 | 0
EPS | Materials | E00584 | FLAT KNITTING MACHINE | 00-01 | 2000-07-01 12:00 |  | Shimatronic | USED SHIMATRONIC COMPUTERISED FULLY AUTOMATIC FLAT KNITTING MACHINE | Sackville Street Building A35k | 571860 | 2010-07-01 | Edward Lay | Prasad Potluri | 1 Good | 2 Good | 3 Research and Teaching | 0.6 |  | 1J1 | 1. Process Equipment – Physical | J. Textiles | 1. Textiles Production | LC10018 | 20677.5 | 0
EPS | Materials | E00596 | SSKW INVERTOR DTC | 99-00 | 2000-07-01 12:00 |  |  | SSKW INVERTOR DTC - ACS601-007 |  | 565236 | 2010-07-01 | [5 empty] | 0 | [5 empty] | LC10018 | 7053.33 | 0
EPS | Materials | E00598 | FLAT KNITTING MACHINE | 99-00 | 1999-07-01 12:00 |  | Shimatronic | SHIMATRONIC COMPUTERISED FULLY AUTOMATIC FLAT KNITTING MACHINE AND DESIGN SYSTEM | Sackville Street Building A35k | 565626 | 2009-07-01 | Edward Lay | Prasad Potluri | 1 Good | 2 Good | 3 Research and Teaching | 0.6 |  | 1J1 | 1. Process Equipment – Physical | J. Textiles | 1. Textiles Production | LC10018 | 102485.6 | 0
EPS | Materials | E00602 | ANALYSER | 99-00 | 1999-07-01 12:00 |  |  | MK1 DMTA ANALYSER | Materials Science Building B5 | 565376 | 2009-07-01 | Andrew Walwork | Brian Derby | 1 Good |  |  | 0 |  | 3K8 | 3. Materials Characterisation | K. Mechanical Properties | 8. Dynamic | LC10018 | 5700 | 0
EPS | Materials | E00603 | INVERTOR | 99-00 | 1999-07-01 12:00 |  |  | SSKW INVERTOR DTC - ACS601-0070-3 |  | 565236 | 2009-07-01 | [5 empty] | 0 | [5 empty] | LC10018 | 7033.86 | 0
EPS | Materials | E00604 | RIMOLDI CUP STEAMER | 99-00 | 1999-07-01 12:00 |  | Rimoldi | 155-00-03 RIMOLDI CUP STEAMER | Sackville Street Building A35 | 563876 | 2009-07-01 | Edward Lay | Prasad Potluri | 1 Good | 2 Good | 3 Research and Teaching | 0.6 |  | 1J1 | 1. Process Equipment – Physical | J. Textiles | 1. Textiles Production | LC10018 | 5928 | 0
EPS | Materials | E00608 | Microscope | 99-00 | 2000-07-01 12:00 |  | Hitachi | S-3000N SCANNING ELECTRON MICROSCOPE | Materials Science Building A6 | 564232 | 2010-07-01 | Shirley Zhong | Chris Carr |  |  |  | 0 |  | 3E1 | 3. Materials Characterisation | E. Electron/Ion Microscopy | 1. Scanning | LC10018 | 60883.75 | 0
EPS | Materials | E00610 | MODEL MAKER | 99-00 | 1999-07-01 12:00 |  |  | MODEL MAKER 2 SYSTEM | Materials Science Building F30 | 563178 | 2009-07-01 |  |  | 2 Adequate | 3 Adequate |  | 0 | [5 empty] | LC10018 | 28000 | 0
EPS | Materials | E00611 | CAPILLARY RHEOMETER | 99-00 | 1999-07-01 12:00 |  | Malvern | RH 2100 CAPILLARY RHEOMETER | Materials Science Building A37 | 562623 | 2009-07-01 | Andrij Zadoroshnyj | Arthur Wilkinson | 1 Good | 2 Good | 3 Research and Teaching | 0.4 |  | 3K2 | 3. Materials Characterisation | K. Mechanical Properties | 2. Rheometer | LC10018 | 31046.8 | 0
EPS | Materials | E00612 | HERA CELL | 99-00 | 1999-07-01 12:00 |  | Thermo | 50051905 HERA CELL C02 INCUBATOR DOUBLE CHAMBER PNEUCHANGE REG KIT-HERACELL | Materials Science Building F5 | 562327 | 2009-07-01 | Loiuse Carney | Catherine Merry | 1 Good | 2 Good | 3 Research and Teaching | 0 |  | 6d3 | 6. Infrastructure | D. Laboratory | 3. Controlled Environment | LC10018 | 1940.43 | 0
EPS | Materials | E00613 | HERA CELL | 99-00 | 1999-07-01 12:00 |  | Thermo | 50051905 HERA CELL C02 INCUBATOR DOUBLE CHAMBER PNEUCHANGE REG KIT-HERACELL | Materials Science Building F5 | 562327 | 2009-07-01 | Loiuse Carney | Catherine Merry | 1 Good | 2 Good | 3 Research and Teaching | 0 |  | 6d3 | 6. Infrastructure | D. Laboratory | 3. Controlled Environment | LC10018 | 4361.54 | 0
EPS | Materials | E00616 | MICROBIOLOGICAL SAFETY CABINETS | 99-00 | 1999-07-01 12:00 |  |  | 2 CLASS II MICROBIOLOGICAL SAFETY CABINETS | Materials Science Building F5 | 560146 | 2009-07-01 | Loiuse Carney | Catherine Merry | 1 Good | 2 Good | 3 Research and Teaching | 0 |  | 6d3 | 6. Infrastructure | D. Laboratory | 3. Controlled Environment | LC10018 | 3773.41 | 0
EPS | Materials | E00617 | MICROBIOLOGICAL SAFETY CABINETS | 99-00 | 1999-07-01 12:00 |  |  | 2 CLASS II MICROBIOLOGICAL SAFETY CABINETS | Materials Science Building F5 | 560146 | 2009-07-01 | Loiuse Carney | Catherine Merry | 1 Good | 2 Good | 3 Research and Teaching | 0 |  | 6d3 | 6. Infrastructure | D. Laboratory | 3. Controlled Environment | LC10018 | 11400 | 0
EPS | Materials | E00618 | COMMON EXHAUST SYSTEM | 99-00 | 1999-07-01 12:00 |  |  | INSTALLATION AND PURCHASE OF COMMON EXHAUST SYSTEM FOR 1 DYEING MACHINE, 1 DRYING MACHINE AND WASHING MACHINES SYSTEM FOR 1 DYEING MACHINE, 1 DRYING MACHINE AND WASHING MACHINES | Materials Science Building A13 | 556631 | 2009-07-01 | [5 empty] | 0 | [5 empty] | LC10018 | 7417.98 | 0
EPS | Materials | E00626 | SMOOTHNESS TESTER | 98-99 | 1999-07-01 12:00 |  | Bekk | AUTOMATIC BEKK SMOOTHNESS TESTER |  | 557581 | 2009-07-01 | Alison Harvey | Chris Carr |  |  |  | 0 |  | 3M6 | 3. Materials Characterisation | M. Physical Properties | 6. Fibre | LC10018 | 7240.77 | 0
EPS | Materials | E00627 | Chromatogram | 98-99 | 1999-08-01 12:00 |  | Hewlett Packard | Hewlett Packard High Pressure Liquid Chromatogram | Materials Science Building A12m | 558187 | 2009-08-01 | [5 empty] | 0 |  | 3l5 | 3. Materials Characterisation | L. Chemical Analysis | 5. Chromatography | N25001 | 37145.06 | 0
EPS | Materials | E00633 | GONIOSPECTROPHOTOMETER | 98-99 | 1999-08-01 12:00 |  |  | GRETAG MACBETH 741 BENCHTOP GONIOSPECTROPHOTOMETER AND OPTIVIEW QC SOFTWARE | Materials Science Building A13 | 557681 | 2009-08-01 | [5 empty] | 0 |  | 3B1 | 3. Materials Characterisation | B. Spectrometry | 1. Spectrophotometry | D25019 | 10260 | 0
EPS | Materials | E00637 | FLOE-POROMETER | 98-99 | 1999-07-01 12:00 |  |  | PMI AUTOMATED CAPILLARY FLOE-POROMETER CFP-1500AGX |  | 558826 | 2009-07-01 | [5 empty] | 0 |  | 3M8 | 3. Materials Characterisation | M. Physical Properties | 8. Porosity/Permeability | LE00107 | 26080.66 | 0
EPS | Materials | E00644 | BENDTSEN TESTER | 98-99 | 1999-08-01 12:00 |  | L & W | CODE SE114 BENDTSEN TESTER L & W |  | 556899 | 2009-08-01 | Hong Liu |  |  |  |  | 0 | [5 empty] | J122004 | 8868 | 0
EPS | Materials | E00645 | KODAK DCS 520 DIGITAL CAMERA | 98-99 | 1999-08-01 12:00 |  | Kodak | KODAK DCS 520 DIGITAL CAMERA |  | 556185 | 2009-08-01 | Hong Liu |  |  |  |  | 0 | [5 empty] | J122004 | 9114.3 | 0
EPS | Materials | E00647 | Zetasizer 3000 | 98-99 | 1999-08-01 12:00 |  | Malvern | Zetasizer 3000 |  | 553718 | 2009-08-01 | Andrew Walwork | Brian Derby |  |  |  | 0 |  | 3M1 | 3. Materials Characterisation | M. Physical Properties | 1. Particle Size Analysis | J122004 | 29106.48 | 0
EPS | Materials | E00649 | Topcon SM300 SEM | 98-99 | 1999-08-01 12:00 |  | Topcon | Topcon SM300 SEM | Paper Science Building Sackville Streetville Street | 549542 | 2009-08-01 | Shirley Zhong | Grace Burke | 1 Good | 2 Good | 3 Research and Teaching | 0 | Electron Microscopyhttp://www.materials.manchester.ac.uk/research/facilities/electronmicroscopy/ | 3E1 | 3. Materials Characterisation | E. Electron/Ion Microscopy | 1. Scanning | J122004 | 48735 | 0
EPS | Materials | E00665 | Table Mounted Testing System | 07-08 | 2008-04-01 |  | Instron | Instron Model 5566 Table Mounted Testing System | The Mill Sackville St Corrosion and Protection | 290618 | 2012-04-01 | Johnathan Duff | Fabio Scenini |  |  |  | 0 |  | 3K1 | 3. Materials Characterisation | K. Mechanical Properties | 1. Tensometer | AA02102 | 31748.5 | 0
EPS | Materials | E00701 | Rheometer AR-G2 | 08-09 | 2009-01-01 |  | TA Instruments | Rheometer AR-G2 | Materials Science Building C3 | 455153 | 2012-01-01 18:00 | Polly Crook | Peter Lovell | 1 Good | 2 Good | 3 Research and Teaching | 0.3 | [5 empty] | AA02083 | 17247.37 | 0
EPS | Materials | E00701 | Rheometer AR-G2 | [19 empty] | FA01174 | 2290.1 | 0
EPS | Materials | E00701 | Rheometer AR-G2 | [19 empty] | R012642 | 2290.1 | 0
EPS | Materials | E00701 | Rheometer AR-G2 | [19 empty] | R013282 | 2862.64 | 0
EPS | Materials | E00701 | Rheometer AR-G2 | [19 empty] | R100866 | 8015.38 | 0
EPS | Materials | E00701 | Rheometer AR-G2 | [19 empty] | R101188 | 572.53 | 0
EPS | Materials | E00710a | Access Control | 08-09 | 2009-04-01 |  |  | The Mill- Access Control to stairways & small CCTV system | A, D & E floors | 412810 | 2013-04-01 |  |  | 1 Good | 2 Good | 3 Research and Teaching | 0 | [5 empty] | AA01911 | 16126.72 | 0
EPS | Materials | E00769 | HAAKE MiniLab II 350°C | 09-10 | 2010-03-01 |  | HAAKE | HAAKE MiniLab II 350°C | Material Science Centre | 663555 | 2013-03-01 | [5 empty] | 0 | [5 empty] | R107869 | 52311.6 | 0
EPS | Materials | E00769 | HAAKE MiniLab II 350°C | [7 empty] | 2013-03-01 18:00 | [5 empty] | 0 | [5 empty] | AA01914 | 14341.2 | 0
EPS | Materials | E00772 | Vicon T Series Motion Capture System | 09-10 | 2010-07-01 |  | Vicon | Vicon T Series Motion Capture System | Pariser Building | 672864 | 2014-07-01 | Teresa Alonso Rasgado |  | 1 Good | 1 State of art | 1 Dedicated to particular experiment | 0 | [5 empty] | AA01523 | 35890.33 | 0
EPS | Materials | E00778 | TA Instruments Q500 Thermogravimetric Analyzer with Autosampler | 09-10 | 2010-07-01 |  | TA Instruments | TA Instruments Q500 Thermogravimetric Analyzer with Autosampler | Material Science Building | 700480 | 2013-07-01 18:00 | Polly Crook | Peter Lovell | 1 Good | 2 Good | 3 Research and Teaching | 0.1 |  | 3M3 | 3. Materials Characterisation | M. Physical Properties | 3. Thermal | AA01914 | 20915.96 | 0
EPS | Materials | E00778 | TA Instruments Q500 Thermogravimetric Analyzer with Autosampler | [19 empty] | P107873 | 2990.38 | 0
EPS | Materials | E00778 | TA Instruments Q500 Thermogravimetric Analyzer with Autosampler | [19 empty] | P108339 | 1993.59 | 0
EPS | Materials | E00778 | TA Instruments Q500 Thermogravimetric Analyzer with Autosampler | [19 empty] | R107111 | 1495.2 | 0
EPS | Materials | E00787 | FEI Magellan 400SEM and Analysis System | 10-11 | 2010-10-01 |  | FEI | FEI Magellan 400SEM and Analysis System |  | 719236 | 2013-10-01 18:00 | Michael Faulkner | Grace Burke | 1 Good | 1 State of art | 3 Research and Teaching | 0 | Electron Microscopyhttp://www.materials.manchester.ac.uk/research/facilities/electronmicroscopy/ | 3E1 | 3. Materials Characterisation | E. Electron/Ion Microscopy | 1. Scanning | AA01914 | 400000.02 | 0
EPS | Materials | E00787 | FEI Magellan 400SEM and Analysis System | [19 empty] | R111704 | 243899.98 | 2.3283e-10
EPS | Materials | E00793 | Mimaki Tx400-1800D Digital Printer | 10-11 | 2011-01-01 |  | Mimaki | Mimaki Tx400-1800D Digital Printer |  | 774096 | 2014-01-01 18:00 | Richard Kennon | Chris Carr |  |  |  | 0 |  | 1J2 | 1. Process Equipment – Physical | J. Textiles | 2. Textiles Printer | P112723 | 90176.66 | 0
EPS | Materials | E00830 | Modulab 8 slot chassis | 11-12 | 2012-07-01 |  |  | Modulab 8 slot chassis |  | 899721 | 2014-02-12 | [5 empty] | 0 | [5 empty] | P111797 | 39998.65 | 0
EPS | Materials | E00844 | Multimode8-U-NSV | 11-12 | 2012-07-01 |  |  | Bruker AFM upgrade | the Mill, Rm D22, Level D | 916775 | 2014-02-12 | [5 empty] | 0 | [5 empty] | P111797 | 52000 | 0
EPS | Materials | E00844 | Multimode8-U-NSV | [19 empty] | P114141 | 3045 | 0
EPS | Materials | E00844 | Multimode8-U-NSV | 12-13 | 2012-07-01 |  |  | Bruker AFM upgrade | the Mill, Rm D22, Level D | 916775 | 2014-02-12 | [5 empty] | 0 | [5 empty] | WK00892 | 31955.16 | 0
EPS | Materials | E00851 | Phenom Desktop SEM | 11-12 | 2012-07-01 |  | Phenom | Phenom Desktop SEM | Material Science Building | 934599 | 2013-01-31 | Sandra Downes | Sandra Downes | 1 Good | 2 Good | 3 Research and Teaching | 0 | [5 empty] | R113488 | 16925 | 0
EPS | Materials | E00851 | Phenom Desktop SEM | [7 empty] | 2012-09-30 | Sandra Downes | Sandra Downes | 1 Good | 2 Good | 3 Research and Teaching | 0 | [5 empty] | AA03189 | 5000 | 0
EPS | Materials | E00851 | Phenom Desktop SEM | [19 empty] | R111798 | 10000 | 0
EPS | Materials | E00851 | Phenom Desktop SEM | [7 empty] | 2014-05-31 | Sandra Downes | Sandra Downes | 1 Good | 2 Good | 3 Research and Teaching | 0 | [5 empty] | R113179 | 10000 | 0
EPS | Materials | E00851 | Phenom Desktop SEM | [7 empty] | 2013-11-29 | Sandra Downes | Sandra Downes | 1 Good | 2 Good | 3 Research and Teaching | 0 | [5 empty] | R114157 | 5000 | 0
EPS | Materials | E00854 | Uniscan Model 370 electrochemical workstation | 12-13 | 2012-07-01 |  | Uniscan | Uniscan Model 370 electrochemical workstation |  | 954264 | 2014-02-12 | [5 empty] | 0 | [5 empty] | WK00892 | 66000 | 0
EPS | Materials | E00857 | Micron Vario High resolution scanner | 12-13 | 2012-07-01 |  | DITABIS | Micron Vario High resolution scanner | Material science Centre Rm A6 | 967980 | 2016-07-01 | Michael Faulkner | Grace Burke | 1 Good | 1 State of art | 2 General purpose research | 0 |  | 4e5 | 4. Sample Measurement/Analysis | E. Optical | 5. High Resolution Imaging | AA10819 | 47196 | 0
EPS | Materials | E00860 | Panalytical MiniPal 4 EDXRF machine | 12-13 | 2012-07-01 |  | PANalytical | Panalytical MiniPal 4 EDXRF machine | Materials Science A Floor | 968532 | 2016-07-01 | Gary Harrison | Robert Cernik | 1 Good | 1 State of art | 2 General purpose research | 0 |  | 3h1 | 3. Materials Characterisation | H. Diffraction | 1. X-ray | AA10819 | 31096.8 | 0
EPS | Materials | E00865 | Inca Energy TEM 350 EDS System | 12-13 | 2012-06-01 |  | Oxford Instruments | Inca Energy TEM 350 EDS System | Material Science Centre Rm A13 | 971145 | 2016-06-01 | Michael Faulkner | Grace Burke | 1 Good | 1 State of art | 2 General purpose research | 0 |  | 3E3 | 3. Materials Characterisation | E. Electron/Ion Microscopy | 3. Transmission | AA10819 | 54594 | 0
EPS | Materials | E00878 | Nikon XTH225-ST X-Ray Microtomography System | 12-13 | 2013-04-01 |  | Nikon | Nikon XTH225-ST X-Ray Microtomography System | Laboratory G-72, the Research Complex at Harwell R-92,Rutherford Appleton Laboratory,Didcot, Oxfordshire, OX11 0FA | 1043218 | 2016-04-01 | Robert Cernik | Robert Cernik | 1 Good | 1 State of art | 2 General purpose research | 0 |  | 3h1 | 3. Materials Characterisation | H. Diffraction | 1. X-ray | AA11157 | 301200 | 0
EPS | Materials | E00878 | Nikon XTH225-ST X-Ray Microtomography System | [19 empty] | R113104 | 62400 | 0
EPS | Materials | E00878 | Nikon XTH225-ST X-Ray Microtomography System | [7 empty] | 2016-03-31 | Robert Cernik | Robert Cernik | 1 Good | 1 State of art | 2 General purpose research | 0 |  | 3h1 | 3. Materials Characterisation | H. Diffraction | 1. X-ray | R114587 | 62400 | 0
EPS | Materials | E00883 | FB1500 Flatbed Laser Cutting System | 12-13 | 2013-03-01 |  | CadCam Technology Ltd | FB1500 Flatbed Laser Cutting System | Textiles Sackville Building | 1054342 | 2017-03-01 | Sonya Andrew | Sonya Andrew | 1 Good | 1 State of art | 2 General purpose research | 0 |  | 1J1 | 1. Process Equipment – Physical | J. Textiles | 1. Textiles Production | AA01910 | 33600 | 4900
EPS | Materials | E00892 | FEI Tecnai G2 20 S-Twin | 12-13 | 2013-07-01 |  | Phillips | FEI Tecnai G2 20 S-Twin | A08 Materials Science Building | 1081427 | 2017-07-01 | Alan harvey | Grace Burke | 1 Good | 1 State of art | 2 General purpose research | 0 |  | 3E3 | 3. Materials Characterisation | E. Electron/Ion Microscopy | 3. Transmission | AA01914 | 399600 | 91575
EPS | Materials | E00925 | Aztec Energy TEM Advanced System | 13-14 | 2013-07-01 |  |  | Aztec Energy TEM Advanced System |  | 1109198 | 2017-07-01 | [11 empty] | AA01914 | 72468 | 16607.25
EPS | Materials | E00926 | Axial servo hydraulic fatigue machine | 13-14 | 2013-09-01 |  | Instron | Used for fatigue testing materials | The Mill, D floor | Jnl#318924 (PO 1130283) | 2016-09-01 18:00 | R Akid, P Jordan and J Duff | R Akid | 1 Good | 1 State of art | 1 Dedicated to particular experiment |  | Yes, part of the BP lab | 3K8 | 3. Materials Characterisation | K. Mechanical Properties | 8. Dynamic | WK00892 | 75000 | 2083.3333
EPS | Materials | E00944 | ZEISS Xradia 810 Ultra Nanotomography System 5.4 keV | 13-14 | 2013-12-01 |  | Zeiss Xradia | 50nm X-ray tomography system | Materials Science Centre Rm A36 | 1184166 | 2015-03-01 | Tristan Lowe | Philip Withers | 1 Good | 1 State of art | 2 General purpose research | 0.5 | Yes | 3C2 | 3. Materials Characterisation | C. Imaging | 2. X-ray | AA12198 | 1587808.93 | 0
EPS | Materials | E00951 | Keyence Laser Scanning Confocal Microscope | 13-14 | 2014-01-01 |  | Keyence | microscope that provides near surface information using a laser | PSI, Alan Turing, Ground floor (to be housed temporarily in A11, The Mill) | 1188607 | 2015-03-01 | Grace Burke | Grace Burke | 1 Good | 1 State of art | 2 General purpose research | 0.8 | no | 3C6 | 3. Materials Characterisation | C. Imaging | 6. Optical | AA12198 | 165744 | 0
EPS | Materials | E00952 | NanoMegas - ASTAR | 13-14 | 2014-01-01 |  |  | grain orientation mapping in a TEM | Materials Science Building, add on the the Tecnai F30 based in A13 | 1190663 | 2018-05-26 | Grace Burke |  | 1 Good | 1 State of art | 1 Dedicated to particular experiment | 0 |  | 3E3 | 3. Materials Characterisation | E. Electron/Ion Microscopy | 3. Transmission | AA10532 | 77905.2 | 31461.7154
EPS | Materials | E00952 | NanoMegas - ASTAR | [15 empty] | 3H3 | 3. Materials Characterisation | H. Diffraction | 3. High Energy Electron | R116509 | 60094.8 | 24269.0538
EPS | Materials | E00953 | Protochips Poseidon 500 TEM specimen Holder | 13-14 | 2014-01-01 |  | Protochips | A stage that fits inside the electron microscope to control the environment | PSI, Alan Turing, Ground floor (to be housed temporarily in D20, The Mill) | 1191385 | 2015-03-01 | Grace Burke | Grace Burke | 1 Good | 1 State of art | 2 General purpose research | 0.8 | no | 3E5 | 3. Materials Characterisation | E. Electron/Ion Microscopy | 5. Sample Manipulation | AA12198 | 194569.5 | 0
EPS | Materials | E00955 | ZEISS Xradia 520 Versa High-Resolution 3D X-ray Tomography Microscope System | 13-14 | 2013-12-01 |  | Carl Zeiss | Delivers high resolution 3D x-ray images of a wide variety of objects, inc. aerospace, composites, engineered components, minerals, shale gas samples. | Currently located in Henry Moseley Facility, Material Sciences Centre. But will be moved to PSI 3rd floor Alan Turing | 1185648 | 2015-03-01 | Tristan Lowe | Philip Withers | 1 Good | 1 State of art | 2 General purpose research | 0.5 | Yes | 3C2 | 3. Materials Characterisation | C. Imaging | 2. X-ray | AA12198 | 617247.15 | 0
EPS | Materials | E00962 | Precision Ion Polishing System II | 13-14 | 2014-04-01 |  |  | TEM sample preparation | Materials Science Bldg, Rm A6 | 1196246 | 2018-05-26 | Michael Preuss |  | 1 Good | 1 State of art | 2 General purpose research | 0.8 | [5 empty] | AA10532 | 58374 | 25017.4286
EPS | Materials | E00962 | Precision Ion Polishing System II | [19 empty] | R116509 | 58374 | 25017.4286
EPS | Materials | E00964 | Post Column TEM Energy Filter (addition to asset R0727 -Titan ChemiSTEM G2 Transmission electron microscope | 13-14 | 2015-03-01 |  | Gatan | Post Column Energy Filter for performing electron energy loss spectroscopy and energy filtered TEM imaging | Rm A33.a, A Floor, Material Science Centre | 1163604 | 2015-03-01 | Matthew Smith and Michael Faulkner | Sarah Haigh and Grace Burke | 1 Good | 1 State of art | 2 General purpose research | 0.5 | no | 3E3 | 3. Materials Characterisation | E. Electron/Ion Microscopy | 3. Transmission | AA12198 | 764400 | 0
EPS | Materials | E00968 | AZtec Synergy (AZtec EDS and EBSD) system for FEI Helios 660 FIB SEM | 13-14 | 2014-08-01 |  | Oxford Instruments | Oxford AZtec Synergy Automated system | The Mill, Rm A9a | 1211785 | 2015-03-01 | Grace Burke | Grace Burke | 1 Good | 1 State of art |  |  | no | 3b2 | 3. Materials Characterisation | B. Spectrometry | 2. X-ray | AA12198 | 602575.37 | 0
EPS | Materials | E00980 | Saturn Gas Cell In Situ System | 13-14 | 2014-05-01 |  | Protochips | This equipment will permit the unique study of gas-metal reactions, including oxidation, catalysis reactions, and hydride formation, in a wide variety of materials in the Analytical Transmission Electron Microscopes at the University. This will enable state-of-the-art research into gas-metal reactions and attract external industrial and scientific attention. | MSC Titan Room - A-floor Room A33a | 1220733 | 2015-03-01 | Sarah Haigh | Sarah Haigh and Grace Burke | 1 Good | 1 State of art | 2 General purpose research | 0.5 | no | E3E |  |  |  | AA12198 | 167745.19 | 0
EPS | Materials | E00986 | DCT Module for 520 system | 13-14 | 2014-06-01 |  | Carl Zeiss X-ray Microscopy Inc. | First of its kind, laboratory-based (nonsynchrotron) 3D X-ray microscope module, optimized for Diffraction Contrast Tomography (DCT) imaging | HMXIF, A floor, Materials Science Centre, Rm A36b | 1191785 | 2015-03-01 | Tristan Lowe | Philip Withers | 1 Good | 1 State of art | 2 General purpose research | 0.5 | Yes - Henry Moseley X-ray Imaging Facility | 3C2 | 3. Materials Characterisation | C. Imaging | 2. X-ray | AA12198 | 455184.61 | 0
EPS | Materials | E00992 | NanoSIMS | 13-14 | 2015-01-01 |  | Cameca | High spatial resolution elemental and isotopic analysis of solid samples | PSI, Ground floor, Alan Turing Building | 1186665/1185172 | 2015-03-01 | Ian Lyon | Ian Lyon | 1 Good | 1 State of art | 1 Dedicated to particular experiment | 0.5 | no | 3b3 | 3. Materials Characterisation | B. Spectrometry | 3. Mass Spectrometry | AA12198 | 2715898.55 | 0
EPS | Materials | E01004 | 2.5MN Dynamic Mechanical Testing Machine | 14-15 | 2014-10-01 |  | Instron | 2.5MN Dynamic Mechanical Testing Machine | Paper Scince Bldg - A floor | 1272202 | 2017-10-01 | Edward Mccarthy | Andrew Walker | 1 Good | 1 State of art | 1 Dedicated to particular experiment | 0 | Yes NCCEF, the UKAS-accredited composite testing laboratory | 3K1 | 3. Materials Characterisation | K. Mechanical Properties | 1. Tensometer | AA12689 | 318000 | 123666.6667
EPS | Materials | E01004 | 2.5MN Dynamic Mechanical Testing Machine | [7 empty] | 2016-03-31 | Edward Mccarthy | Andrew Walker | 1 Good | 1 State of art | 1 Dedicated to particular experiment | 0 | Yes NCCEF, the UKAS-accredited composite testing laboratory | 3K1 | 3. Materials Characterisation | K. Mechanical Properties | 1. Tensometer | R117335 | 35820 | 0
EPS | Materials | E01011 | Near ambient pressure X-ray photoelectorn spectrometer | 14-15 | 2014-10-01 |  | Scanwel / SPECS | Elemental and chemical state analysis of solids and surfaces | PSI 2.309 | 1197315 | 2015-03-01 | Sven L M Schroeder | Sven L M Schroeder | 1 Good | 1 State of art | 2 General purpose research | 0 | Multidisciplinary Characterisation Facility | 3A6 | 3. Materials Characterisation | A. Spectroscopy | 6. X-ray Photoemission | AA12198 | 1070332.8 | 0
EPS | Materials | E01012 | Prototype In situ Load Cell for Xradia 810 Ultra | 14-15 | 2014-10-01 |  | Carl Zeiss X-ray Microscopy Inc. | Specially designed device to operate within the ultra nanoCT to undertake mechanical tests on nano samples in-situ. | PSI, Alan Turing, Third floor | 1236760 | 2015-03-01 | Tristan Lowe | Philip Withers | 1 Good | 1 State of art | 2 General purpose research | 0.5 | Yes - Henry Moseley X-ray Imaging Facility | 3C2 | 3. Materials Characterisation | C. Imaging | 2. X-ray | AA12198 | 0 | 0
EPS | Materials | E01013 | AZtec Energy Advanced EDS Analysis system | 14-15 | 2014-10-01 |  | Oxford Instruments | AZtec Energy Advanced EDS Analysis system | A floor, The Mill | 1271476 | 2015-03-01 | Grace Burke | Grace Burke | 1 Good | 1 State of art | 2 General purpose research | 0.5 | no | 3E1 | 3. Materials Characterisation | E. Electron/Ion Microscopy | 1. Scanning | AA12198 | 61795.2 | 0
EPS | Materials | E01018 | X-ray Hutches | 14-15 | 2015-01-13 |  | Calder Industrial Materials Ltd | Lead hutches required to house x-ray scanners in Henry Moseley Facility | PSI, Alan Turing, Third floor | 1283220 | 2015-03-01 | Tristan Lowe | Robert Cernik | 1 Good | 1 State of art | 2 General purpose research | 0.5 | Yes - Henry Moseley X-ray Imaging Facility | 3C2 | 3. Materials Characterisation | C. Imaging | 2. X-ray | AA12198 | 157922.88 | 0
EPS | Materials | E01018 | X-ray Hutches | [7 empty] | 2018-01-01 | Tristan Lowe | Robert Cernik | 1 Good | 1 State of art | 2 General purpose research | 0.5 | Yes - Henry Moseley X-ray Imaging Facility | 3C2 | 3. Materials Characterisation | C. Imaging | 2. X-ray | WA00832 | 181024.69 | 85483.8814
EPS | Materials | E01018 | X-ray Hutches | [19 empty] | WA00836 | 366075.39 | 172868.9342
EPS | Materials | E01021a | Vion Plasma DualBeam FIB-SEM | 14-15 | 2015-03-15 |  | FEI | Large area site-specific sectioning and micromachining of materials using a Xe plasma; serial sectioning for 3D material reconstruction. | PSI, Alan Turing, Ground floor | 1197225 | 2015-03-15 | Grace Burke | Grace Burke | 1 Good | 1 State of art | 2 General purpose research | 0 | no | 3E6 | 3. Materials Characterisation | E. Electron/Ion Microscopy | 6. Ion Beam | AA12198 | 1713481.2 | 0
EPS | Materials | E01021b | FEG Analytical TEM (Talos F200A ) | 14-15 | 2014-12-01 |  | FEI | High spatial resolution imaging and energy dispersive x-ray microanalysis of materials using new state-of-the-art detectors configuration | PSI, Alan Turing, Ground floor G.302 | 1197225 | 2015-03-01 | Grace Burke | Grace Burke | 1 Good | 1 State of art | 2 General purpose research | 0 | no | 3E2 | 3. Materials Characterisation | E. Electron/Ion Microscopy | 2. Scanning Transmission | AA12198 | 1146928.8 | 0
EPS | Materials | E01029 | XuM system move from Quanta 250 to Quanta 3D | 14-15 | 2015-01-01 |  | Gatan | XuM system move from Quanta 250 to Quanta 3D | Mill | 1247715 | 2015-03-01 | Teuro Hashimoto | Grace Burke | 1 Good | 1 State of art | 2 General purpose research | 0.7 | http://www.materials.manchester.ac.uk/our-research/facilities/electron-microscopy/ | 3E1 and 3C2 | 3E1 and 3C2 | 3E1 and 3C2 | 3E1 and 3C2 | AA12198 | 0 | 0
EPS | Materials | E01030 | Rapiscan RTT110 | 14-15 | 2015-01-01 |  | Rapiscan Systems | This is a ultra-fast large volume x-ray scanner | PSI, Alan Turing, Third floor | 1244465 | 2015-03-01 | Tristan Lowe | Philip Withers | 1 Good | 1 State of art | 2 General purpose research | 0.5 | Yes - Henry Moseley X-ray Imaging Facility | 3C2 | 3. Materials Characterisation | C. Imaging | 2. X-ray | AA12198 | 759598.03 | 0
EPS | Materials | E01032 | Nikon custom high resolution 225kV micro focus CT system | 14-15 | 2015-02-09 |  | Nikon Metrology | Large sample high resolution x-ray imager | PSI, Alan Turing, Third floor | 1236748 | 2015-03-01 | Tristan Lowe | Philip Withers | 1 Good | 1 State of art | 2 General purpose research | 0.5 | Yes - Henry Moseley X-ray Imaging Facility |  |  |  |  | AA12198 | 690152.4 | 0
EPS | Materials | E01048 | Qnap 24 Bay Storage Server 144TB | 14-15 | 2015-04-01 |  | QNAP | Storage Server | PSI 3.301 | 1336426 | 2015-04-01 | Tristan Lowe | Philip Withers | 1 Good | 1 State of art | 2 General purpose research | 0 | Henry Moseley X-ray Imaging Facility | 6a1 | 6. Infrastructure | A. IT | 1. Server | AA12198 | 65928 | 0
EPS | Materials | E01057 | 3D EDS capability upgrade using Gatan 3View system | 14-15 | 2015-06-01 |  | Gatan | A combination of ultramicrotomy and energy dispersive X-ray spectroscopy this system will enable automatic 3D chemical analysis of materials with nanoscale resolution | 2 | 1247729 | 2015-06-01 | Teuro Hashimoto | Philip Withers | 1 Good | 1 State of art | 2 General purpose research | 0.5 | no | 3E4 | 3. Materials Characterisation | E. Electron/Ion Microscopy | 4. Detectors | AA12198 | 135600 | 0
EPS | Materials | E01058 | Gatan i-PREP II SP | 14-15 | 2015-06-01 |  | Gatan | Custom-designed, precision ion beam etching system mounted on the Quanta 3D Dual Beam FIB to enable carefully controlled ion beam etching of a specimen. | A34, Materials Science Centre | 1251795 | 2015-06-01 | Ali Gholinia | Grace Burke | 1 Good | 1 State of art | 2 General purpose research | 0.5 | no | 1c5 | 1. Process Equipment – Physical | C. Etching | 5. Ion Beam Milling | AA12198 | 344400 | 0
EPS | Materials | E01059 | Rigaku/HyPix-3000 | 14-15 | 2015-03-01 |  | Rigaku | This upgrade will allow the existing Rigaku system to become a leading tool in visualising reciprocal space for strain mapping of alloys and corrosion analysis. By coupling state of the art area detector system designed and built by Rigaku with their lastest development in Mo x-ray sources. The procurement provides for safety shielding upgrades for use with the Mo source, along with the source and components required for operation along with the detector. | To be located in the Mill in a refurbished room (designation not yet defined) until the new EPS building is completed. | 1266678 | 2015-03-01 | 2 | 2 | 1 Good | 1 State of art | 1 Dedicated to particular experiment | 0 | This equipment will become part of the x-ray diffraction department within the school of materials. | 3h1 | 3. Materials Characterisation | H. Diffraction | 1. X-ray | AA12198 | 87238.8 | 0
EPS | Materials | E01063 | Model 1070 Nanoclean | 14-15 | 2015-03-01 |  | Mindex Ltd | Plasma Cleaner | PSI, Alan Turing, Third floor | 1382147 | 2015-03-01 | Alan Turing Building | Philip Withers | 1 Good | 1 State of art | 2 General purpose research | 0.5 | MCF | CD9 | CD9 | CD9 | CD9 | AA12198 | 74078.88 | 0
EPS | Materials | E01066 | PNo 6369 Sackville Street Building - Equipment relocation - Room 35(m) | 14-15 | UC |  | Regarding E01066 I don’t believe that this is an asset however is the cost of relocating a piece of equipment | PNo 6369 Sackville Street Building - Equipment relocation - Room 35(m) | 2 | 1372632 | - | 2 | 2 | N/A | N/A | N/A | N/A | n/a | N/A | N/A | N/A | N/A | AA13167 | 0 | 0
EPS | Materials | R0003 | X-Ray Inspection | 01-02 | 2006-08-01 06:00 |  | 2 | X-Ray Inspection | Materials Science Building A14 |  | 2009-08-01 |  |  | 1 Good | 2 Good | 3 Research and Teaching | 0.3 | [5 empty] | LE00107 | 36436.44 | 0
EPS | Materials | R0010 | X-Ray Inspection | 01-02 | 2006-08-01 06:00 |  | 2 | X-Ray Inspection | Materials Science Building A22 |  | 2009-08-01 |  |  | 1 Good | 2 Good | 3 Research and Teaching | 0.3 | [5 empty] | LE00107 | 15510 | 0
EPS | Materials | R0035 | Acoustic Objective | 01-02 | 2006-08-01 06:00 |  | 2 | Acoustic Objective | Materials Science Building A35 |  | 2009-08-01 |  |  | 1 Good | 2 Good | 3 Research and Teaching | 0.4 | [5 empty] | LE00107 | -3877.5 | 0
EPS | Materials | R0036 | Acoustic Objective | 01-02 | 2006-08-01 06:00 |  | 2 | Acoustic Objective | Materials Science Building A35 |  | 2009-08-01 |  |  | 1 Good | 2 Good | 3 Research and Teaching | 0.4 | [5 empty] | LE00107 | 15032.67 | 0
EPS | Materials | R0043 | Hardware | 01-02 | 2006-08-01 06:00 |  | 2 | Hardware | Keith Caldecott |  | 2009-08-01 | [5 empty] | 0 | [5 empty] | LE00107 | 492 | 0
EPS | Materials | R0048 | Freight Charges | 01-02 | 2006-08-01 06:00 |  | 2 | Freight Charges |  |  | 2009-08-01 | [5 empty] | 0 | [5 empty] | LE00107 | 22409.73 | 0
EPS | Materials | R0050 | Software | 01-02 | 2006-08-01 06:00 |  | 2 | Software |  |  | 2009-08-01 | [5 empty] | 0 | [5 empty] | LE00107 | 262.99 | 0
EPS | Materials | R0051 | X-Ray Inspection | 01-02 | 2006-08-01 06:00 |  | 2 | X-Ray Inspection | Materials Science Building A14b |  | 2009-08-01 |  |  | 1 Good | 2 Good | 3 Research and Teaching | 0.3 | [5 empty] | LE00107 | 74118.73 | 0
EPS | Materials | R0055 | Hysitrontriboscope | 01-02 | 2006-08-01 06:00 |  | Hysitron | Hysitrontriboscope | Materials Science Building A35b |  | 2009-08-01 | [5 empty] | 0 |  | 3f1 | 3. Materials Characterisation | F. Surface Probe Microscopy | 1. Atomic Force | LE00107 | 3525 | 0
EPS | Materials | R0056 | Hysitrontriboscope | 01-02 | 2006-08-01 06:00 |  | Hysitron | Hysitrontriboscope | Materials Science Building A35b |  | 2009-08-01 | [5 empty] | 0 | [5 empty] | LE00107 | 56400 | 0
EPS | Materials | R0061 | Table | 01-02 | 2006-08-01 06:00 |  | 2 | Table |  |  | 2009-08-01 | [5 empty] | 0 | [5 empty] | LE00107 | 58.16 | 0
EPS | Materials | R0071 | Optical Crack Tracer | 01-02 | 2006-08-01 06:00 |  | 2 | Optical Crack Tracer | Materials Science Building D21 |  | 2009-08-01 | [5 empty] | 0 | [5 empty] | LE00107 | 9025.5 | 0
EPS | Materials | R0085 | Probe | 01-02 | 2006-08-01 06:00 |  | 2 | Probe | Materials Science Building A35b |  | 2009-08-01 | [5 empty] | 0 | [5 empty] | LE00107 | 29639.37 | 0
EPS | Materials | R0139 | Poremaster 60, Window software & Vacuum Pump | 03-04 | 2006-08-01 06:00 |  | Quantachrome instruments | Poremaster 60, Window software & Vacuum Pump | Materials Science Building A3 |  | 2009-08-01 | Andrew Walwork | Andrew Walwork |  |  |  | 0 |  | 3M8 | 3. Materials Characterisation | M. Physical Properties | 8. Porosity/Permeability | LE00107 | 14805 | 0
EPS | Materials | R0140 | Poremaster 60, Window software & Vacuum Pump | 03-04 | 2006-08-01 06:00 |  | Quantachrome instruments | Poremaster 60, Window software & Vacuum Pump | Materials Science Building A3 |  | 2009-08-01 | [5 empty] | 0 | [5 empty] | LE00107 | 20445 | 0
EPS | Materials | R0156 | Laser Probe System | 03-04 | 2006-08-01 06:00 |  |  | Laser Probe System & hardware | Materials Science Building F14 |  | 2009-08-01 | [5 empty] | 0 | [5 empty] | LE00107 | 35003.5 | 0
EPS | Materials | R0181 | Smartebic system | 03-04 | 2006-08-01 06:00 |  |  | Smartebic system | Materials Science Building A8 |  | 2009-08-01 | [5 empty] | 0 | [5 empty] | LE00107 | 27072 | 0
EPS | Materials | R0184 | Electrothermal Mechanical Test system | 03-04 | 2006-08-01 06:00 |  |  | ETMT Electrothermal Mechanical Test system | Materials Science Building A34 |  | 2009-08-01 | Stuart Morse | Philip Withers |  |  |  | 0 |  | 3k3 | 3. Materials Characterisation | K. Mechanical Properties | 3. Load | LE00107 | 37600 | 0
EPS | Materials | R0226 | Gamry Electrochemistry system | 03-04 | 2006-08-01 06:00 |  | Gamry | Gamry Electrochemistry system | Materials Science Building E10 |  | 2009-08-01 | Michele Curioni | Michele Curioni | 1 Good | 1 State of art | 2 General purpose research | 0 |  | 3L8 | 3. Materials Characterisation | L. Chemical Analysis | 8. Electrochemical | LE00107 | 9597.35 | 0
EPS | Materials | R0254 | Upgrade of spectrometer | 03-04 | 2006-08-01 06:00 |  |  | Upgrade of RM 1000 spectrometer | Materials Science Building A2 |  | 2009-08-01 | [5 empty] | 0 | [5 empty] | LE00107 | 5888.96 | 0
EPS | Materials | R0256 | Upgrade of spectrometer | 03-04 | 2006-08-01 06:00 |  |  | Upgrade of RM 1000 spectrometer | Materials Science Building A2 |  | 2009-08-01 | [5 empty] | 0 | [5 empty] | LE00107 | 21200.23 | 0
EPS | Materials | R0257 | Upgrade of spectrometer | 03-04 | 2006-08-01 06:00 |  |  | Upgrade of RM 1000 spectrometer | Materials Science Building A2 |  | 2009-08-01 | [5 empty] | 0 | [5 empty] | LE00107 | 19786.88 | 0
EPS | Materials | R0258 | Upgrade of spectrometer | 03-04 | 2006-08-01 06:00 |  |  | Upgrade of RM 1000 spectrometer | Materials Science Building A2 |  | 2009-08-01 | [5 empty] | 0 | [5 empty] | LE00107 | 235.56 | 0
EPS | Materials | R0259 | RRM Rotating beam fatigue machine (40%) | 03-04 | 2006-08-01 06:00 |  |  | RRM Rotating beam fatigue machine (40%) | materials A1 |  | 2009-08-01 | Stuart Morse | Stuart Morse |  |  |  | 0 | [5 empty] | LE00107 | 12765.95 | 0
EPS | Materials | R0267 | DH laboratory steamer | 03-04 | 2006-08-01 06:00 |  |  | DH laboratory steamer | Sackville A18 |  | 2009-08-01 | Phil Cohen | Phil Cohen |  |  |  | 0 |  | 1J1 | 1. Process Equipment – Physical | J. Textiles | 1. Textiles Production | LE00107 | 9500 | 0
EPS | Materials | R0294 | Microwave Amplifier | 04-05 | 2006-08-01 06:00 |  |  | Microwave Amplifier | Paper Science |  | 2009-08-01 | Payam Jamshidi | Payam Jamshidi |  |  |  | 0 | [5 empty] | LE00107 | 7132.25 | 0
EPS | Materials | R0295 | Micro Analytic system | 04-05 | 2006-08-01 06:00 |  |  | ISS Group Micro Analytic system | Materials Science Building A9 |  | 2009-08-01 | Michael Faulkner | Michael Faulkner |  |  |  | 0 | Electron Microscopyhttp://www.materials.manchester.ac.uk/research/facilities/electronmicroscopy/ |  |  |  |  | LE00107 | 46666.3 | 0
EPS | Materials | R0296 | fluidised bed CVD and reactor | 04-05 | 2006-08-01 06:00 |  | Advanced Furnace Technology Ltd. | Advanced furance technology Ltd - fluidised bed CVD and reactor | Materials Science Building F17 |  | 2009-08-01 | Andrew Walwork | Ping Xiao | 1 Good | 2 Good | 3 Research and Teaching | 0.5 |  | 1A5 | 1. Process Equipment – Physical | A. Thin Film Deposition | 5. Chemical Vapour Deposition | LE00107 | 62910 | 0
EPS | Materials | R0298 | Milling Machine | 04-05 | 2006-08-01 06:00 |  | Hurco | Hurco Hawk 30M Milling Machine | Materials Science Building C3 |  | 2009-08-01 | [5 empty] | 0 | [5 empty] | LE00107 | 10000 | 0
EPS | Materials | R0300 | Tomography System | 04-05 | 2006-08-01 06:00 |  |  | Tensile & Compression Tomography System | Materials Science Building A22 |  | 2009-08-01 | Stuart Morse | Stuart Morse |  |  |  | 0 |  | 3K1 | 3. Materials Characterisation | K. Mechanical Properties | 1. Tensometer | LE00107 | 33556.53 | 0
EPS | Materials | R0306 | Fluidised Bed CVD Reactor | 04-05 | 2006-08-01 06:00 |  |  | Fluidised Bed CVD Reactor | Materials Science Building F17 |  | 2009-08-01 | [5 empty] | 0 | [5 empty] | LE00107 | 31455 | 0
EPS | Materials | R0321 | Electrothermal Mechanical Test system | 04-05 | 2006-08-01 06:00 |  |  | Electrothermal Mechanical Test System | Materials Science Building A34 |  | 2009-08-01 | [5 empty] | 0 | [5 empty] | LE00107 | 28200 | 0
EPS | Materials | R0322 | Electrothermal Mechanical Test system | 04-05 | 2006-08-01 06:00 |  |  | Electrothermal Mechanical Test System | Materials Science Building A34 |  | 2009-08-01 | [5 empty] | 0 | [5 empty] | LE00107 | 28200 | 0
EPS | Materials | R0350 | Spectrometer | 05-06 | 2006-08-01 06:00 |  | Thermo | Thermo Electron - Spectrometer | Materials Science Building C3 |  | 2009-08-01 | John Walton | John Walton | 1 Good | 2 Good | 3 Research and Teaching | 0.1 |  | 3M3 | 3. Materials Characterisation | M. Physical Properties | 3. Thermal | FA00368 | 28660.6 | 0
EPS | Materials | R0351 | Dynamic Mechanical analyser | 05-06 | 2006-08-01 06:00 |  | TA Instruments | TA Instruments Ltd - Dynamic Mechanical analyser | Materials Science Building C3 |  | 2009-08-01 | Polly Crook | Peter Lovell | 1 Good | 2 Good | 3 Research and Teaching | 0.1 |  | 3M3 | 3. Materials Characterisation | M. Physical Properties | 3. Thermal | FA00368 | 25139.48 | 0
EPS | Materials | R0362 | CP system for nanolithography | 05-06 | 2006-08-01 06:00 |  | Veeco | VEECO - CP system for nanolithography | Materials Science Building A35b |  | 2009-08-01 | Andrew Forrest | Brian Derby |  |  |  | 0 |  | 3f1 | 3. Materials Characterisation | F. Surface Probe Microscopy | 1. Atomic Force | R013271 | 61940 | 0
EPS | Materials | R0363 | TMX - 2100 control system | 05-06 | 2006-08-01 06:00 |  | Veeco | VEECO - TMX - 2100 control system | Materials Science Building A35b |  | 2009-08-01 | Andrew Forrest | Andrew Forrest |  |  |  | 0 | [5 empty] | R013271 | 40310 | 0
EPS | Materials | R0364 | Viper S12 SLA system | 05-06 | 2006-08-01 06:00 |  | 3D Systems | 3D systems - Viper S12 SLA system | Materials Science Building A24c or D24c |  | 2009-08-01 | Andrew Walwork | Brian Derby |  |  |  | 0 | [5 empty] | R013271 | 27404 | 0
EPS | Materials | R0365 | Viper S12 SLA system | 05-06 | 2006-08-01 06:00 |  | 3D Systems | 3D systems - Viper S12 SLA system | Materials Science Building A24c or D24c |  | 2009-08-01 | [5 empty] | 0 | [5 empty] | R013271 | 95914 | 0
EPS | Materials | R0366 | Viper S12 SLA system | 05-06 | 2006-08-01 06:00 |  | 3D Systems | 3D systems - Viper S12 SLA system | Materials Science Building A24c or D24c |  | 2009-08-01 | [5 empty] | 0 | [5 empty] | R013271 | 13702 | 0
EPS | Materials | R0367 | Micro DSC II and Accessories | 05-06 | 2006-08-01 06:00 |  |  | Micro DSC II and Accessories | Materials Science Building C3 |  | 2009-08-01 | Polly Crook | Peter Lovell | 1 Good | 2 Good | 3 Research and Teaching | 0.1 |  | 3M3 | 3. Materials Characterisation | M. Physical Properties | 3. Thermal | R013282 | 15808.93 | 0
EPS | Materials | R0368 | Nova 600 nanolab | 05-06 | 2006-08-01 06:00 |  | FEI | Nova 600 nanolab and associated equipment | Materials Science Building A29 |  | 2009-08-01 | Ali Gholinia | Grace Burke | 1 Good | 2 Good | 2 General purpose research | 0 | Electron Microscopy | 3E6 | 3. Materials Characterisation | E. Electron/Ion Microscopy | 6. Ion Beam | R013299 | 861862.5 | 0
EPS | Materials | R0369 | Nova 600 nanolab | 05-06 | 2006-08-01 06:00 |  | FEI | Nova 600 nanolab and associated equipment | Materials Science Building A29 |  | 2009-08-01 | [5 empty] | 0 | Electron Microscopy |  |  |  |  | R013299 | 95762.5 | 0
EPS | Materials | R0370 | Nanoscope3 Multi-mode Scanning Probe Microscope | 05-06 | 2006-08-01 06:00 |  |  | Versitile Scanning Probe Microscope | Materials Science Building D22 |  | 2009-08-01 | John Walton | John Walton | 1 Good | 2 Good | 2 General purpose research | 0.4 | Scanning Probe Microscopy | 3f1 | 3. Materials Characterisation | F. Surface Probe Microscopy | 1. Atomic Force | R013301 | 100000 | 0
EPS | Materials | R0371 | Instron Universal Testing Machine | 05-06 | 2006-08-01 06:00 |  | Instron | Instron Universal Testing Machine and Environ chamber | Materials Science Building A34 |  | 2009-08-01 | Stuart Morse | Stuart Morse |  |  |  | 0 |  | 3K1 | 3. Materials Characterisation | K. Mechanical Properties | 1. Tensometer | R013301 | 32669.7 | 0
EPS | Materials | R0372 | FSW Machine | 05-06 | 2006-08-01 06:00 |  |  | FSW Machine | Materials Science Building A40 |  | 2009-08-01 | David strong |  | 1 Good | 2 Good | 3 Research and Teaching | 0.3 | [5 empty] | R013301 | 35205.94 | 0
EPS | Materials | R0373 | FSW Machine | 05-06 | 2006-08-01 06:00 |  |  | FSW Machine | Materials Science Building A40 |  | 2009-08-01 |  |  | 1 Good | 2 Good | 2 General purpose research | 0.3 | [5 empty] | R013301 | 6102.36 | 0
EPS | Materials | R0374 | FSW Machine | 05-06 | 2006-08-01 06:00 |  |  | FSW Machine | Materials Science Building A40 |  | 2009-08-01 |  |  | 1 Good | 2 Good | 3 Research and Teaching | 0.3 | [5 empty] | R013301 | 30511.81 | 0
EPS | Materials | R0375 | FSW Machine | 05-06 | 2006-08-01 06:00 |  |  | FSW Machine | Materials Science Building A40 |  | 2009-08-01 |  |  | 1 Good | 2 Good | 3 Research and Teaching | 0.3 | [5 empty] | R013301 | 6102.36 | 0
EPS | Materials | R0376 | FSW Machine | 05-06 | 2006-08-01 06:00 |  |  | FSW Machine | Materials Science Building A40 |  | 2009-08-01 | David strong |  | 1 Good | 2 Good | 3 Research and Teaching | 0.3 | [5 empty] | R013301 | 48818.9 | 0
EPS | Materials | R0377 | FSM Machine | 05-06 | 2006-08-01 06:00 |  |  | FSM Machine | Materials Science Building A40 |  | 2009-08-01 | David strong |  | 1 Good | 2 Good | 3 Research and Teaching | 0.3 | [5 empty] | R013301 | 30511.81 | 0
EPS | Materials | R0378 | Strainmaster - PJW | 05-06 | 2006-08-01 06:00 |  | LaVision | Strainmaster - PJW |  |  | 2009-08-01 | Jonathan Duff | Philip Withers |  |  |  | 0 |  | 3K1 | 3. Materials Characterisation | K. Mechanical Properties | 1. Tensometer | R013308 | 43099 | 0
EPS | Materials | R0399 | LEGACY PO MS5304990 | 05-06 | 2006-08-01 06:00 |  |  | LEGACY PO MS5304990 |  |  | 2009-08-01 | [5 empty] | 0 | [5 empty] | R013301 | 25967.5 | 0
EPS | Materials | R0402 | 30% Payment with order NJ20683 Inv: M1731-A-001 | 05-06 | 2005-09-01 06:00 |  |  | 30% Payment with order NJ20683 Inv: M1731-A-001 |  |  | 2008-09-01 | [5 empty] | 0 | [5 empty] | R012264 | 25200 | 0
EPS | Materials | R0405 | 44576 | 06-07 | 2006-07-01 06:00 |  |  | 44576 |  |  | 2009-07-01 | [5 empty] | 0 | [5 empty] | R012264 | 40312.76 | 0
EPS | Materials | R0406 | 49630 | 06-07 | 2006-07-01 06:00 |  |  | 49630 |  |  | 2009-07-01 | [5 empty] | 0 | [5 empty] | R013282 | 37570.05 | 0
EPS | Materials | R0416 | Triform Arm Scanner Product | 06-07 | 2006-10-01 06:00 |  |  | Triform Arm Scanner Product - Order No.TX6201105 Agresso |  |  | 2009-10-01 | [5 empty] | 0 | [5 empty] | R013577 | 37000 | 0
EPS | Materials | R0428 | surface profilometry system | 06-07 | 2007-02-01 06:00 |  |  | uScan (r) surface profilometry system | Mill Building D22 |  | 2010-02-01 | Hong Liu | George Thompson | 1 Good | 1 State of art | 2 General purpose research | 0 |  | 1f2 | 1. Process Equipment – Physical | F. Characterisation | 2. Profilometer | R011623 | 41700 | 0
EPS | Materials | R0433 | Equipment Costs | 06-07 | 2007-01-01 06:00 |  |  | Equipment Costs |  |  | 2010-01-01 | [5 empty] | 0 | [5 empty] | R012264 | 48739 | 0
EPS | Materials | R0434 | PCO.4000 | 06-07 | 2007-03-01 06:00 |  |  | PCO.4000 with standard IEEE 1394 interface (firewire) and CamRAM 2GB image memory |  |  | 2010-03-01 | [5 empty] | 0 | [5 empty] | R100231 | 25444.62 | 0
EPS | Materials | R0451 | NTS Nanoindenter | 06-07 | 2007-06-01 06:00 |  |  | NTS Nanoindenter | Materials Science Building A35b |  | 2010-06-01 | Andrew Forrest | Brian Derby | 1 Good | 2 Good | 3 Research and Teaching | 0.4 |  | 3K4 | 3. Materials Characterisation | K. Mechanical Properties | 4. Hardness | R013271 | 77008 | 0
EPS | Materials | R0453 | Carbon Tape Application System | 06-07 | 2007-07-01 06:00 |  |  | Carbon Tape Application System per quote ref: 48663124 |  | 186988 | 2010-07-01 |  | Chris Carr |  |  |  | 0 | [5 empty] | R012264 | 31038.79 | 0
EPS | Materials | R0454 | Spectrometer | 06-07 | 2007-07-01 06:00 |  | Rennishaw | RENNISHAW INVIA SPECTROMETER SYSTEM OPTION 1 - INCLUSIVE OF DELIVERY,INSTALLATION,TRAING AND WARRANT | Materials Science Building D21 |  | 2010-07-01 | Johnathan Duff | Fabio Scenini | 1 Good | 2 Good | 2 General purpose research | 0 |  | 3A1 | 3. Materials Characterisation | A. Spectroscopy | 1. Raman | R013287 | 90439.1 | 0
EPS | Materials | R0476 | Autoclave Recirculation loop | 07-08 | 2008-03-01 |  |  | Lot 2 Autoclave Recirculation loop | Materials Science Building D21 | 169467 | 2011-03-01 18:00 | Stuart Pickering | Fabio Scenini | 1 Good | 1 State of art | 2 General purpose research | 0 | Autoclaves | 2d1 | 2. Process Equipment – Biological | D. Sterilisation | 1. Autoclave | R013287 | 221725 | 0
EPS | Materials | R0497 | Multiscale X-Ray | 07-08 | 2009-03-01 |  | Nikon | 320kV bay with equipment and XTH 225 CT system | Materials Science Building A36 | 357056 | 2012-03-01 18:00 | Chris Martin | Chris Martin | 1 Good | 2 Good | 3 Research and Teaching | 0.1 | Henry Moseley | 3C2 | 3. Materials Characterisation | C. Imaging | 2. X-ray | R012264 | 168230.63 | 0
EPS | Materials | R0497 | Multiscale X-Ray | [19 empty] | R104498 | 279378.13 | 0
EPS | Materials | R0497 | Multiscale X-Ray | 08-09 | 2009-03-01 |  | Nikon | 320kV bay with equipment and XTH 225 CT system | Materials Science Building A36 | 357056 | 2012-03-01 18:00 | Chris Martin | Chris Martin | 1 Good | 2 Good | 3 Research and Teaching | 0.1 | Henry Moseley | 3C2 | 3. Materials Characterisation | C. Imaging | 2. X-ray | AA09103 | 354041.59 | 0
EPS | Materials | R0501 | Gleeble 3500 | 07-08 | 2009-03-01 |  | Dynamic Systems Inc. | Gleeble 3500 | Materials Science Building A1 | 372208 | 2012-03-01 18:00 | Stuart Pickering | Stuart Morse | 1 Good | 2 Good | 3 Research and Teaching | 0.1 | [5 empty] | R105733 | 388896.66 | 0
EPS | Materials | R0503 | servo-hydraulic test system | 07-08 | 2008-08-01 |  | Instron | Instron 8802 servo-hydraulic (300kN static, 250kN dynamic) test system | Paper Science Building North West Composites Centre | 324024 | 2011-08-01 18:00 | Stuart Pickering | Simon Barns | 1 Good | 1 State of art | 2 General purpose research | 0 | [5 empty] | R012347 | 129250 | 0
EPS | Materials | R0517 | Micro Hardness Tester | 07-08 | 2008-09-01 |  | CSM Instruments | CSM instruments Micro Hardness Tester. Quote dated 15/2/08. | Materials Science Building E19 | 399424 | 2011-09-01 18:00 | Ken Gyves | Ken Gyves |  |  |  | 0 |  | 3K4 | 3. Materials Characterisation | K. Mechanical Properties | 4. Hardness | R105733 | 64804.18 | 0
EPS | Materials | R0527 | NanoXCT | 08-09 | 2009-01-01 |  | Defect Detection Technologies | NanoXCT with 150nm optics (basic system) (including Collaborative discount) | Materials Science Building A36 | 433232 | 2012-01-01 18:00 | Chris Martin | Chris Martin | 1 Good | 2 Good | 3 Research and Teaching | 0.2 | Henry Moseley | 3C2 | 3. Materials Characterisation | C. Imaging | 2. X-ray | R104498 | 984031.64 | 0
EPS | Materials | R0528 | Imaging System Type StrainMaster 2D | 08-09 | 2009-11-01 |  | LaVision | Imaging System Type StrainMaster 2D |  | 420246 | 2012-11-01 18:00 | [5 empty] | 0 | [5 empty] | R105733 | 37188.75 | 0
EPS | Materials | R0529 | MicroXCT-150L | 08-09 | 2009-10-01 |  | Xradia | MicroXCT-150L (Research version) without enclosure | Materials Science Building A36 | 433626 | 2012-10-01 18:00 | Chris Martin | Chris Martin | 1 Good | 2 Good | 3 Research and Teaching | 0.1 | Henry Moseley | 3C2 | 3. Materials Characterisation | C. Imaging | 2. X-ray | R104498 | 80250 | 0
EPS | Materials | R0531 | Radiation Sheilded Enclosure | 08-09 | 2009-02-01 |  |  | Radiation Sheilded Enclosure | Materials Science Building A36 | 435500 | 2012-02-01 18:00 | Chris Martin | Chris Martin | 1 Good | 2 Good | 3 Research and Teaching | 0.1 | Henry Moseley |  |  |  |  | R104498 | 38025 | 0
EPS | Materials | R0534a | Confocal Microscope | 08-09 | 2008-11-01 |  |  | Confocal Microscope | Materials Science Building A36 | 381622 | 2011-11-01 18:00 | Loiuse Carney | Julie Gough | 1 Good | 2 Good | 3 Research and Teaching | 0.1 |  | 3d1 | 3. Materials Characterisation | D. Optical Microscopy | 1. Confocal | R105584 | 218792.07 | 0
EPS | Materials | R0545 | Leica ULTRACUT UC6 Ultramicrotome | 08-09 | 2008-12-01 |  | Leica | Leica ULTRACUT UC6 Ultramicrotome | Michael Smith Building | 450609 | 2011-12-01 18:00 | Teuro Hashimoto | George Thompson | 1 Good | 2 Good | 3 Research and Teaching | 0 | Electron Opticalhttp://www.materials.manchester.ac.uk/research/facilities/electronmicroscopy/ | 2c3 | 2. Process Equipment – Biological | C. Tissue Processing | 3. Microtome | R013289 | 34832.45 | 0
EPS | Materials | R0551 | Tensile Module | 08-09 | 2009-01-01 |  | Kammrath & Weiss | Kammrath & Weiss MZ.M 5kN Tensile Module for use with Camscan MaXim FEGSEM | Materials Science Building E16b | 420294 | 2012-01-01 18:00 | Joao Quinta Da Fonseca | Joao Quinta Da Fonseca |  |  |  | 0 |  | 3E1 | 3. Materials Characterisation | E. Electron/Ion Microscopy | 1. Scanning | R105733 | 65487.45 | 0
EPS | Materials | R0552 | Rotating Tape Deposition System | 08-09 | 2009-01-01 |  |  | Rotating Tape Deposition System | Materials Science Building | 339775 | 2012-01-01 18:00 | Joao Quinta Da Fonseca | Joao Quinta Da Fonseca |  |  |  | 0 | [5 empty] | R012347 | 62568.85 | 0
EPS | Materials | R0558 | vacuum-press | 08-09 | 2009-03-01 |  | Elkom | ELKOM high-performance heatable and coolable vacuum-press for composites type: VT 1510 | Materials Science Building | 442187 | 2012-03-01 18:00 | Payam Jamshidi | Payam Jamshidi |  |  |  | 0 | [5 empty] | R106723 | 39355 | 0
EPS | Materials | R0561 | AutoProbe 200.1 | 08-09 | 2009-04-01 |  |  | AutoProbe 200.1 Upgrade Quotation ( Quote No: 10281B) | Materials Science Building | 420323 | 2012-04-01 18:00 | Richard Langford |  |  |  |  | 0 | [5 empty] | R105733 | 30827.16 | 0
EPS | Materials | R0569 | Crystal 16 Multiple-Reactor System | 08-09 | 2009-07-01 |  | Avantium | Crystal 16 Multiple-Reactor System | CEAS; The Mill | 503925 | 2012-07-01 18:00 | Roger Dadey | Roger Dadey |  |  |  | 0 | [5 empty] | R012603 | 10464 | 0
EPS | Materials | R0569 | Crystal 16 Multiple-Reactor System | [19 empty] | R012635 | 3900 | 0
EPS | Materials | R0569 | Crystal 16 Multiple-Reactor System | [19 empty] | R012660 | 12231.4 | 0
EPS | Materials | R0582 | Phantom V12 high speed camera | 08-09 | 2009-12-01 |  | Vision Research | Phantom V12 high speed camera x2 | Nortwest Composites Centre; Paper Science Building, Sackville Street, M60 1QD | 508324 | 2012-12-01 18:00 | Paul Hogg | Andrew Walker | 1 Good | 2 Good | 2 General purpose research | 0 |  | 4C1 | 4. Sample Measurement/Analysis | C. Motion | 1. High Speed Video | R108616 | 126569 | 0
EPS | Materials | R0583 | Q400 Digital image correlation & Q800 Laser Shearography System | 08-09 | 2009-11-01 |  | Dantec Dynamics | Combined Q400 Digital image correlation and Q800 Laser Shearography System | Nortwest Composites Centre; Paper Science Building, Sackville Street, M60 1QD | 508326 | 2012-11-01 18:00 | Paul Hogg | Andrew Walker |  |  |  | 0 |  | 4D1 | 4. Sample Measurement/Analysis | D. Laser | 1. Characterisation | R108616 | 120819 | 0
EPS | Materials | R0584 | Composites Facility - MTM Tender | 08-09 | 2010-01-01 |  |  | MTM Tender | Nortwest Composites Centre; Paper Science Building, Sackville Street, M60 1QD | 508357 | 2013-01-01 18:00 | Paul Hogg | Paul Hogg |  |  |  | 0 | [5 empty] | R108616 | 1252237.47 | 0
EPS | Materials | R0585 | High velocity impact testing gas gun | 08-09 | 2010-01-01 |  |  | High velocity impact testing gas gun | Nortwest Composites Centre; Paper Science Building, Sackville Street, M60 1QD | 514247 | 2013-01-01 18:00 | Paul Hogg | Andrew Walker | 1 Good | 1 State of art | 2 General purpose research | 0.5 |  | 3k3 | 3. Materials Characterisation | K. Mechanical Properties | 3. Load | R108616 | 46507.41 | 0
EPS | Materials | R0592 | Cormet Testing Systems | 08-09 | 2009-11-01 |  | Cormet Testing Systems | Cormet Testing Systems 698843 (P.O. ELM324339) | Material Science Building | 324339 | 2012-11-01 18:00 | Johnathan Duff | Fabio Scenini | 1 Good | 1 State of art | 1 Dedicated to particular experiment | 0 |  | 1d4 | 1. Process Equipment – Physical | D. Controlled Environment | 4. Atmospheric Reactors | R101862 | 5195.21 | 0
EPS | Materials | R0593 | Cormet Testing Systems | 08-09 | 2009-08-01 |  | Cormet Testing Systems | Cormet Testing Systems 698842 (P.O. ELM399392) | Material Science Building | 399392 | 2012-08-01 18:00 | Johnathan Duff | Fabio Scenini | 1 Good | 1 State of art | 1 Dedicated to particular experiment | 0 |  | 1d4 | 1. Process Equipment – Physical | D. Controlled Environment | 4. Atmospheric Reactors | AA02102 | 209.62 | 0
EPS | Materials | R0593 | Cormet Testing Systems | [19 empty] | R105733 | 25526.05 | 0
EPS | Materials | R0595 | MXJ10000 Neoscope | 08-09 | 2009-06-01 |  | JEOL | MXJ10000 Neoscope JCM-5000 Benchtop SEM outfit including Ratary Vacuum Pump, PC & Screen and Standard Software | Paper Science Building, Sackville Street, Manchester, M1 3NN | 543902 | 2012-06-01 18:00 | Andrew Walker | Payam Jamshidi |  |  |  | 0 |  | 3E1 | 3. Materials Characterisation | E. Electron/Ion Microscopy | 1. Scanning | R108616 | 50600 | 0
EPS | Materials | R0602 | Instron Testing System | 08-09 | 2009-07-01 |  | Instron | Instron Testing System | North West Composite Centre |  | 2012-07-01 18:00 | Paul Hogg | Simon Barns |  |  |  | 0 |  | 3K1 | 3. Materials Characterisation | K. Mechanical Properties | 1. Tensometer | R108616 | 28750 | 0
EPS | Materials | R0609 | Photron Fastcam | 09-10 | 2009-08-01 |  | Photron | Photron Fastcam SA1.1 Model 675K M1(High Speed Video Camera) | Material Science Building | 566929 | 2012-08-01 18:00 | XIAOGANG CHEN | XIAOGANG CHEN |  |  |  | 0 |  | 4C1 | 4. Sample Measurement/Analysis | C. Motion | 1. High Speed Video | R107499 | 49910 | 0
EPS | Materials | R0610 | Composite Ply Cutter | 09-10 | 2010-01-01 |  |  | Composite Ply Cutter and associated software and maintenance package | Northwest Composites Centre; Paper Science Building; Sackville Street, Manchester | 567218 | 2013-01-01 18:00 | Paul Hogg | Andrew Walker |  |  |  | 0 | [5 empty] | R108616 | 91431.44 | 0
EPS | Materials | R0611 | Abrasivejet Shapecutting System | 09-10 | 2010-01-01 |  |  | Flow Waterjet and Abrasivejet Shapecutting System | Northwest Composites Centre; Paper Science Building; Sackville Street, Manchester | 568093 | 2013-01-01 18:00 | Paul Hogg | Andrew Walker |  |  |  | 0 |  | 6C9 | 6. Infrastructure | C. Workshop | 9. Other Cutting | R108616 | 103725 | 0
EPS | Materials | R0623 | Composite Testing Fixtures | 09-10 | 2010-01-01 |  |  | Composite Testing Fixtures |  | 580969 | 2013-01-01 | [5 empty] | 0 | [5 empty] | R108616 | 84629.04 | 0
EPS | Materials | R0635 | Thermoclave | 09-10 | 2010-03-01 |  |  | Thermoclave | Paper Science Building | 615191 | 2013-03-01 18:00 | Simon Barns | Simon Barns |  |  |  | 0 |  | 2d1 | 2. Process Equipment – Biological | D. Sterilisation | 1. Autoclave | R108616 | 150475 | 0
EPS | Materials | R0636 | Large field X-ray tomographic imaging | 09-10 | 2009-12-01 |  |  | Large field X-ray tomographic imaging | Material Science Building | 624341 | 2012-12-01 18:00 | Garry harrison | Garry harrison |  |  |  | 0 |  | 3C2 | 3. Materials Characterisation | C. Imaging | 2. X-ray | R107443 | 96905.56 | 0
EPS | Materials | R0648 | Strain Guage Calibration System | 09-10 | 2010-10-01 |  |  | Strain Guage Calibration System |  | 584307 | 2013-10-01 18:00 | [5 empty] | 0 | [5 empty] | R108157 | 76315.95 | 0
EPS | Materials | R0649 | ZrC CVD upgrade | 09-10 | 2010-03-01 |  | Advanced Furnace Technology Ltd | ZrC CVD upgrade | MSB, F17 | 640376 | 2013-03-01 18:00 | [5 empty] | 0 | [5 empty] | R111649 | 123821.5 | 0
EPS | Materials | R0651b | Rotational Rheometer- Haake MARS III with Oven | 09-10 | 2010-03-01 |  | HAAKE | Rotational Rheometer- Haake MARS III with Oven | Northwest Composites Centre, Sackville Street | 563476 | 2013-03-01 18:00 | Simon Barns | Simon Barns |  |  |  | 0 |  | 3K2 | 3. Materials Characterisation | K. Mechanical Properties | 2. Rheometer | R108616 | 33950.3 | 0
EPS | Materials | R0652 | Thermal Analysis Suite, DSC, DMA, TGA and TGA/FTIR Interface | 09-10 | 2010-03-01 |  |  | Thermal Analysis Suite, DSC, DMA, TGA and TGA/FTIR Interface | Northwest Composites Centre, Sackville Street, M1 3BB | 563466 | 2013-03-01 18:00 | Simon Barns | Simon Barns |  |  |  | 0 |  | 3M3 | 3. Materials Characterisation | M. Physical Properties | 3. Thermal | R108616 | 75078.36 | 0
EPS | Materials | R0653 | Olympus Keymed | 09-10 | 2010-02-01 |  | Olympus Keymed | Olympus Keymed | Northwest Composites Centre, Sackville Street, M1 3BB | 625403 | 2013-02-01 18:00 | Simon Barns | Simon Barns |  |  |  | 0 | [5 empty] | R108616 | 41333.61 | 0
EPS | Materials | R0654 | HPLC and GC systems | 09-10 | 2010-03-01 |  |  | HPLC and GC systems |  | 625519 | 2013-03-01 18:00 | [5 empty] | 0 |  | 3l5 | 3. Materials Characterisation | L. Chemical Analysis | 5. Chromatography | R111029 | 25466.49 | 0
EPS | Materials | R0658 | Nano test | 09-10 | 2010-03-01 |  | L O T - Oriel Ltd | Nano test | Materials Science Building, A26 | 640055 | 2013-03-01 18:00 | Andrew Forrest | Brian Derby |  |  |  | 0 | [5 empty] | R111649 | 161738.75 | 0
EPS | Materials | R0659 | Gatan Precision Etching Coating System (PECS) | 09-10 | 2010-03-01 |  | Gatan | Gatan Precision Etching Coating System (PECS) | Materials Science Building | 634708 | 2013-03-01 18:00 | Michael Faulkner | Grace Burke |  |  |  | 0 |  | 3E5 | 3. Materials Characterisation | E. Electron/Ion Microscopy | 5. Sample Manipulation | R013289 | 58750 | 0
EPS | Materials | R0660 | Quanta 250FEG SEM | 09-10 | 2010-03-01 |  | FEI | Quanta 250FEG SEM | School of Materials Corrosion | 651561 | 2013-03-01 18:00 | Teuro Hashimoto |  |  |  |  | 0 |  | 3E1 | 3. Materials Characterisation | E. Electron/Ion Microscopy | 1. Scanning | R013289 | 220841.25 | 0
EPS | Materials | R0663 | Ultra-high resolution 3D Data System | 09-10 | 2010-03-01 |  |  | Ultra-high resolution 3D Data System | School of Materials Corrosion | 651564 | 2013-03-01 18:00 | Teuro Hashimoto | George Thompson | 1 Good | 1 State of art | 1 Dedicated to particular experiment | 0 | Electron Opticalhttp://www.materials.manchester.ac.uk/research/facilities/electronmicroscopy/ |  |  |  |  | R013289 | 361900 | 0
EPS | Materials | R0665 | Orius SC200B Camera for CM30 | 09-10 | 2010-04-01 |  | Gatan | Orius SC200B Camera for CM30 |  | 645950 | 2013-04-01 | Michael Faulkner | faulkner |  |  |  | 0 |  | 3E3 | 3. Materials Characterisation | E. Electron/Ion Microscopy | 3. Transmission | R107869 | 48175 | 0
EPS | Materials | R0666 | Advanced Energy Magnetron Sputtering System | 09-10 | 2010-04-01 |  | Advanced Energy | Advanced Energy Magnetron Sputtering System |  | 651575 | 2013-04-01 18:00 | Hong Liu | Hong Liu |  |  |  | 0 |  | 1A3 | 1. Process Equipment – Physical | A. Thin Film Deposition | 3. Sputterer | R013289 | 201536 | 0
EPS | Materials | R0667 | SMX 3 Axis Control | 09-10 | 2010-03-01 |  |  | SMX 3 Axis Control | Paper Science Building | 611655 | 2013-03-01 18:00 | Payam Jamshidi | Payam Jamshidi |  |  |  | 0 |  | 6C1 | 6. Infrastructure | C. Workshop | 1. CNC Machines | R108616 | 29357.37 | 0
EPS | Materials | R0668 | Quanta 3D FEG Dual Beam | 09-10 | 2010-04-01 |  | FEI | Quanta 3D FEG Dual Beam | School Of Materials Corrosion And Protection Centre, A34 | 666558 | 2013-04-01 18:00 | Michael Preuss | Michael Preuss |  |  |  | 0 | [5 empty] | R111649 | 576943.8 | 0
EPS | Materials | R0669 | Thermosensorik IR camera system | 09-10 | 2010-04-01 |  | Thermosensorik | Thermosensorik IR camera system | Materials A40 | 619864 | 2013-04-01 18:00 | David strong | Philip Prangnell |  |  |  | 0 |  | 3c3 | 3. Materials Characterisation | C. Imaging | 3. Infra-Red | R108616 | 116560 | 0
EPS | Materials | R0670 | Platen Press P300 P/M (Hotpress) | 09-10 | 2010-03-01 |  |  | Platen Press P300 P/M (Hotpress) | Paper Science Building | 633665 | 2013-03-01 18:00 | Payam Jamshidi | Payam Jamshidi |  |  |  | 0 | [5 empty] | R108616 | 38102 | 0
EPS | Materials | R0672 | Advanced Video Extensometer | 09-10 | 2010-03-01 |  |  | Advanced Video Extensometer | Paper Science Building | 631921 | 2013-03-01 18:00 | Simon Barns | Simon Barns |  |  |  | 0 |  | 3K1 | 3. Materials Characterisation | K. Mechanical Properties | 1. Tensometer | R108616 | 32438.4 | 0
EPS | Materials | R0682 | Multiangle Laser-Goniophotometer | 09-10 | 2010-07-01 |  |  | Multiangle Laser-Goniophotometer | Sackville St Building Mez 5 | 684567 | 2013-07-01 18:00 | [5 empty] | 0 |  | 3B1 | 3. Materials Characterisation | B. Spectrometry | 1. Spectrophotometry | AA01914 | 15000 | 0
EPS | Materials | R0682 | Multiangle Laser-Goniophotometer | [19 empty] | R111521 | 14534.65 | 0
EPS | Materials | R0701 | High Temperature furnace | 10-11 | 2011-10-01 |  | Vacua-Them Sales Ltd | High Temperature furnace | Materials Science Building, F1 | 739179 | 2014-10-01 18:00 | Andy walwok | Ping Xiao |  |  |  | 0 |  | 1d1 | 1. Process Equipment – Physical | D. Controlled Environment | 1. Furnace | R111649 | 74553.75 | 0
EPS | Materials | R0710 | F1 Jupiter Corrosive Gas TG/DSC system | 10-11 | 2010-10-01 |  | Netzch | F1 Jupiter Corrosive Gas TG/DSC system | Manufacturing Technology Research Lab - Sackville Street Building | 720839 | 2012-10-01 | [5 empty] | 0 |  | 3M3 | 3. Materials Characterisation | M. Physical Properties | 3. Thermal | R112113 | 90475 | 0
EPS | Materials | R0716 | High Speed Testing | 11-12 | 2013-01-01 |  | Zwick Testing Machines | High Speed Testing | Manufacturing Technology Research Lab - Sackville Street Building | 762746 | 2013-06-01 | [5 empty] | 0 | [5 empty] | R112110 | 695397.02 | 0
EPS | Materials | R0716 | High Speed Testing | 12-13 | 2013-01-01 |  | Zwick Testing Machines | High Speed Testing | Manufacturing Technology Research Lab - Sackville Street Building | 762746 | 2013-06-01 | [5 empty] | 0 | [5 empty] | WK00892 | 43357.5 | 0
EPS | Materials | R0717 | iXRD Residual Stress System | 10-11 | 2011-04-01 |  | Protomanufacturing | iXRD Residual Stress System | Materials Science Building | 746136 | 2013-04-01 12:00 | [5 empty] | 0 |  | 3h1 | 3. Materials Characterisation | H. Diffraction | 1. X-ray | R112113 | 187422.41 | 0
EPS | Materials | R0718 | Heatin and Environmental Stage for Manchester Materials | 10-11 | 2013-07-01 |  | Gatan | Heatin and Environmental Stage for Manchester Materials | Henry Moseley X-ray Imaging Facility - A36 Materials Science Centre | 755676 | 2013-07-01 | [5 empty] | 0 | [5 empty] | R105247 | 30000.1 | 0
EPS | Materials | R0718 | Heatin and Environmental Stage for Manchester Materials | [19 empty] | R112110 | 107474.9 | 0
EPS | Materials | R0723 | 7-axis high power pico second laser materials processing system | 11-12 | 2011-11-01 |  | Edgwave | 7-axis high power pico second laser materials processing system | Manufacturing Technology Research Lab - Sackville Street Building | 754162 | 2013-11-01 12:00 | [5 empty] | 0 |  | 4D6 | 4. Sample Measurement/Analysis | D. Laser | 6. Picosecond | R112113 | 362598 | 0
EPS | Materials | R0725 | Research Microscope | 10-11 | 2011-01-01 |  | Keyance | Research Microscope | Currently in LPRC lab with D Whitehead, Manufacturing Technology Research Lab - Sackville Street Building | 737563 | 2013-01-01 12:00 | David Whitehead | David Whitehead |  |  |  | 0 | [5 empty] | R112113 | 0 | 0
EPS | Materials | R0726 | Absorption Condenser | 10-11 | 2011-01-01 |  |  | Absorption Condenser |  | 769471 | 2014-01-01 18:00 | [5 empty] | 0 | [5 empty] | R104498 | 0 | 0
EPS | Materials | R0728 | High Temperature Flow Loop 360C | 11-12 | 2011-09-01 |  | Cormet | High Temperature Flow Loop 360C | Manufacturing Technology Research Lab - Sackville Street Building | 770043 | 2013-03-01 21:00 | Jonathan Duff |  |  |  |  | 0 | [5 empty] | R112113 | 192726.83 | 0
EPS | Materials | R0729 | Veeco Contour GT-K1 high resolution surface measurement system | 10-11 | 2011-01-01 |  | Veeco | Veeco Contour GT-K1 high resolution surface measurement system | The Mill D22 | 737545 | 2014-01-01 | Hong Liu | Hong Liu |  |  |  | 0 |  | 1f2 | 1. Process Equipment – Physical | F. Characterisation | 2. Profilometer | R111704 | 104000 | 0
EPS | Materials | R0733 | Microscope including camera and high qulity lenses | 10-11 | 2011-04-01 |  | IMAS | Microscope including camera and high qulity lenses | Materials Science Building | 776555 | 2013-04-01 12:00 | [5 empty] | 0 | [5 empty] | R112113 | 29635.85 | 0
EPS | Materials | R0734 | X-ray diffractometer | 10-11 | 2011-04-01 |  | Bruker | X-ray diffractometer | Materials Science Building | 757511 | 2013-04-01 12:00 | Garry harrison | Garry harrison |  |  |  | 0 |  | 3h1 | 3. Materials Characterisation | H. Diffraction | 1. X-ray | R112113 | 245927.5 | 0
EPS | Materials | R0736 | Ivium potentiostat systems | 10-11 | 2011-04-01 |  | Alvatek | Ivium potentiostat systems | Manufacturing Technology Research Lab - Sackville Street Building | 743133 | 2013-04-01 12:00 | [5 empty] | 0 |  | 3L8 | 3. Materials Characterisation | L. Chemical Analysis | 8. Electrochemical | R112113 | 63003.86 | 0
EPS | Materials | R0737 | Meltblown upgrade to existing LBS-100 Extruder | 10-11 | 2011-07-01 |  |  | Meltblown upgrade to existing LBS-100 Extruder | mat sci a37 | 776847 | 2014-07-01 18:00 | Andy Zad | Arthur Wilkinson |  |  |  | 0 | [5 empty] | R112547 | 31949 | 0
EPS | Materials | R0746 | bespoke equipment to be made for LATEST2 project - As discussed with Prof. P Prangnell | 12-13 | 2012-07-01 |  |  | bespoke equipment to be made for LATEST2 project - As discussed with Prof. P Prangnell |  | 795898 | 2015-07-01 18:00 | [5 empty] | 0 | [5 empty] | R111704 | 73734.86 | 0
EPS | Materials | R0757 | Safety Enclosure Systems for 16 kW Fibre Laser Robotic Cells | 10-11 | 2011-04-01 |  |  | Safety Enclosure Systems for 16 kW Fibre Laser Robotic Cells |  | 810639 | 2013-04-01 | [5 empty] | 0 |  | 4D2 | 4. Sample Measurement/Analysis | D. Laser | 2. Components | R112113 | 0 | 0
EPS | Materials | R0759 | A&N Column and Boom Integration Package | 10-11 | 2011-10-01 |  | ITW | A&N Column and Boom Integration Package | Manufacturing Technology Research Lab - Sackville Street Building | 771480 | 2013-03-01 15:43 | [5 empty] | 0 | [5 empty] | R112113 | 77898.76 | 0
EPS | Materials | R0762 | 30% Deposit for bespoke equipment to be made for LATEST2 project | 10-11 | 2012-07-01 |  |  | 30% Deposit for bespoke equipment to be made for LATEST2 project |  | 790612 | 2015-07-01 18:00 | [5 empty] | 0 | [5 empty] | R111704 | 20125.68 | 0
EPS | Materials | R0765 | EDS X-Ray Analysis | 10-11 | 2011-07-01 |  |  | EDS X-Ray Analysis |  | 726262 | 2014-07-01 18:00 | [5 empty] | 0 |  | 3A6 | 3. Materials Characterisation | A. Spectroscopy | 6. X-ray Photoemission | R111704 | 110565.6 | 0
EPS | Materials | R0771 | EAC Rig | 10-11 | 2011-10-01 |  | Serco Ltd | EAC Rig | Manufacturing Technology Research Lab - Sackville Street Building | 807096 | 2013-03-01 15:43 | [5 empty] | 0 | [5 empty] | R112113 | 84625.56 | 0
EPS | Materials | R0786 | Photon Polymerisation Stereolithography System | 10-11 | 2011-10-01 |  |  | Photon Polymerisation Stereolithography System | MIB | 773573 | 2014-10-01 18:00 |  | Alberto Saiani |  |  |  | 0 | [5 empty] | R112179 | 301152.66 | 0
EPS | Materials | R0790 | SETARAM Instrumentation, SETSYS Evolution TGA16/18" | 11-12 | 2012-07-01 |  | Setaram Instrumentation | Measuring the weight gain of materials during oxidation | F17, Material Science Centre | 874427 | 2014-12-31 | Ping Xiao | Andrew Walwork | 1 Good | 1 State of art | 1 Dedicated to particular experiment | 0.3 |  | 3M3 | 3. Materials Characterisation | M. Physical Properties | 3. Thermal | R111981 | 36423.36 | 0
EPS | Materials | R0790 | SETARAM Instrumentation, SETSYS Evolution TGA16/18" | [7 empty] | 2013-10-20 | Ping Xiao | Andrew Walwork | 1 Good | 1 State of art | 1 Dedicated to particular experiment | 0.3 |  | 3M3 | 3. Materials Characterisation | M. Physical Properties | 3. Thermal | R108157 | 13008.34 | 0
EPS | Materials | R0795 | Biodynamic Test Instrument | 11-12 | 2011-10-01 |  |  | Biodynamic Test Instrument |  | 829909 | 2014-10-01 18:00 | Loiuse Carney | Catherine Merry |  |  |  | 0 |  | 3K1 | 3. Materials Characterisation | K. Mechanical Properties | 1. Tensometer | R113179 | 28373 | 0
EPS | Materials | R0798 | GOM ARAMIS 3D | 13-14 | 2011-11-01 |  | Gom | Software Licence for 3D motion analysis | Pariser Building, Rm C8 | 870331 | 2014-11-01 | Maria Alonso Rasgado | Maria Alonso Rasgado | 1 Good | 1 State of art | 1 Dedicated to particular experiment | 0 | [5 empty] | AA11098 | 50000 | 0
EPS | Materials | R0823 | Quanta 650F | 11-12 | 2012-09-01 |  | FEI | Quanta 650F | A11 Materials Science | 949204 | 2013-12-01 | [5 empty] | 0 | [5 empty] | R114808 | 276351.6 | 0
EPS | Materials | R0824 | Aztec Adv X-Max 50HKL | 11-12 | 2012-09-01 |  | Oxford | Oxford AZtec HKL Synergy Standard system (Scanning Electron Microscope) | A11 Materials Science | 948865 | 2013-12-01 | [5 empty] | 0 | [5 empty] | R114808 | 88000 | 0
EPS | Materials | R0825 | Micromanipulator for microscopy | 11-12 | 2012-09-01 |  | Agar | Microman ipulator for microscopy | A11 Materials Science | 948865 | 2013-12-01 | [5 empty] | 0 | [5 empty] | R114808 | 36756 | 0
EPS | Materials | R0826 | VersaXRM-500 High Resolution 3D X-ray Tomography System | 12-13 | 2013-01-01 |  | Xradia | VersaXRM-500 High Resolution 3D X-ray Tomography System |  | 988083 | 2016-01-01 18:00 | [5 empty] | 0 | [5 empty] | R114991 | 796581.41 | 0
EPS | Materials | R0829 | Order for Hysitron Bioindenter WSL Quote H2312A | 12-13 | 2013-07-01 |  | Hysitron | Nanoindentation system | room A35 of Materials Science | 988593 | 2015-03-31 | [5 empty] | 0 | [5 empty] | R113615 | 237500 | 0
EPS | Materials | R0836 | Zwick - KAPPA SS Reaction frame for attachment of University supplied Autoclave | 11-12 | 2013-01-01 |  | Zwick Testing Machines | Autoclaves - tensile testing machine | Manufacturing Technology Research Lab - Sackville Street Building | 949967 | 2014-06-01 15:43 | Jonathan Duff |  | 1 Good | 1 State of art | 1 Dedicated to particular experiment | 0 | Application of load onto samples in autoclave environment |  |  |  |  | R114808 | 45903.62 | 0
EPS | Materials | R0837 | Serco - Direct Current Potential Difference (DCPD) system | 11-12 | 2013-01-01 |  | Serco Ltd | Measurement of crack growth in metal samples | Manufacturing Technology Research Lab - Sackville Street Building | 952136 | 2014-06-01 15:43 | Jonathan Duff |  | 1 Good | 1 State of art | 1 Dedicated to particular experiment | 0.5 | [5 empty] | R114808 | 18600 | 0
EPS | Materials | R0852 | ZEM-3 (M10) Seebeck coefficient & electric resistance measuring system | 12-13 | 2013-01-01 |  | Ulvac Technologies | Oxide Thermoelectrics | D25 Materials Science Building | 992484 | 2016-01-01 18:00 | Robert Freer | Robert Freer | 1 Good | 1 State of art | 2 General purpose research | 0 |  | 3M3 | 3. Materials Characterisation | M. Physical Properties | 3. Thermal | AA10532 | 33287.19 | 0
EPS | Materials | R0852 | ZEM-3 (M10) Seebeck coefficient & electric resistance measuring system | [7 empty] | 2014-11-30 | Robert Freer | Robert Freer | 1 Good | 1 State of art | 2 General purpose research | 0 |  | 3M3 | 3. Materials Characterisation | M. Physical Properties | 3. Thermal | R113738 | 33287.18 | 0
EPS | Materials | R0859 | Glow Discharge GD Profiler2 | 12-13 | 2013-03-01 |  | Horiba | Glow Discharge GD Profiler2 | The Mill A9 | 1032224 | 2016-03-01 18:00 | Teuro Hashimoto | George Thompson | 1 Good | 1 State of art | 2 General purpose research | 0 |  | 3a4 | 3. Materials Characterisation | A. Spectroscopy | 4. Optical | R111704 | 107988 | 0
EPS | Materials | R0896 | Scanning Vibrating Electrode Technique (SVET) | 12-13 | 2015-06-01 |  | Uniscan | Scanning Vibrating Electrode | D31 The Mill | 1106275 | 2016-01-01 | Hong Liu | George Thompson | 1 Good | 1 State of art | 1. Dedicated to particular experiment | 0 |  | 3g1 | 3. Materials Characterisation | G. Surface analysis | 1. Charge | R111704 | 87000 | 0
EPS | Materials | R0899 | Equipment for conducting Digital Image Correlation | 12-13 | 2013-07-01 |  |  | Equipment for conducting Digital Image Correlation |  | 1085108 | 2015-07-01 | [11 empty] | P112991 | 937.19 | 0
EPS | Materials | R0899 | Equipment for conducting Digital Image Correlation | [19 empty] | R112298 | 19376.02 | 0
EPS | Materials | R0899 | Equipment for conducting Digital Image Correlation | [7 empty] | 2016-03-31 | [11 empty] | WK00892 | 27850.79 | 0
EPS | Materials | R0908 | Nanonis SPM control system for Omicron RT-AFM/STM | 13-14 | 2013-09-01 |  | SPECS | Hardware/Software to facilitate acquistion of SPM images | PSI (Ground floor labs) | 1128422 | 2017-09-01 | Eric Whittaker, Chris Muryn and Rob Lindsay | Robert Lindsay | 1 Good | 1 State of art | 1 Dedicated to particular experiment | 0 | no | 3f1 | 3. Materials Characterisation | F. Surface Probe Microscopy | 1. Atomic Force | R116171 | 53879 | 14592.2292
EPS | Materials | R0925 | AZtechHKL EBSD system and NordlysMax2 Fast EBSD camera | 13-14 | 2013-10-01 |  | Oxford Instruments | EBSD analysis | Manchester Materials Science building A30 on the Camscan MX2500FE SEM | 1148967 | 2013-11-30 | Ali Gholinia | Joao Fonseca | 1 Good | 1 State of art | 1 Dedicated to particular experiment | 0 | n/a | n/a |  |  |  | R112196 | 50000 | 0
EPS | Materials | R0928 | Equip 5 existing creep test stations with furnaces, load trains, creep weights and measurement equipment incl. extensometer calibration rig | 13-14 | 2013-12-01 |  | AMEC Nuclear UK Limited | 2-off test stations have capability for testing of metallic materials at temperatures up to 800C; and 3-off test stations have capability for creep strain measurement of metallic materials up to 800C. | Manufacturing Lab, SSB | 1150159 | 2013-12-31 | Bob Ainsworth | Andrew Sherry | 1 Good | 1 State of art | 1 Dedicated to particular experiment | 0.5 | www.dalton.manchester.ac.uk/discover/ourfacilities/manufacturingtechnologyresearchlaboratory/ | 3k3 | 3. Materials Characterisation | K. Mechanical Properties | 3. Load | R114808 | 208336.8 | 0
EPS | Materials | R0949 | NanoIR 2 system - Nano infra-red atomic force microscope | 13-14 | 2014-05-01 |  | Anasys Instruments Inc | Nano infra-red atomic force microscope | the Mill, Room D21 | 1197330 & 1235851 | 2015-05-01 06:00 | John Walton | Stuart Lyon | 1 Good | 1 State of art | 1 Dedicated to particular experiment |  | n/a | 3A2 | 3. Materials Characterisation | A. Spectroscopy | 2. Infra-Red | R116350 | 249735.99 | 0
EPS | Materials | R0957 | Laser induced breakdown spectrometer | 13-14 | 2014-10-01 |  | Applied Photonics Ltd. | The equipment uses a 1064 nm pulsed laser beam to remotely probe a surface thus producing a plasma plume which is spectroscopically analysed for the component elements of the surface | Photon Science Institute 1.306 | 1219309 | 2015-03-31 | Philip Martin | Philip Martin | 1 Good | 1 State of art | 2 General purpose research | 0.5 | Part of PSI and Dalton | 3A1, 3B1, 3L4, 4E5, 4D5, 4J4 |  |  |  | R116350 | 64447.2 | 0
EPS | Materials | R0959 | 5 KN Tensile and Compressive Testing Stage System | 13-14 | 2014-03-01 |  | Deben Uk Ltd | An easy to use rig that allows the tensile and compressive testing of samples at moderate thermal capability. | Manchester X-ray Imaging Facility, Research Complex at Harwell, G-78/I13 Beamline | 1187607 | 2017-03-31 | David Eastwood | Peter Lee | 1 Good | 1 State of art | 1 Dedicated to particular experiment | 0 | MXIF, research Complex at Harwell http://www.mxif.manchester.ac.uk/ | 3C2 | 3. Materials Characterisation | C. Imaging | 2. X-ray | R113104 | 48859.2 | 9500.4
EPS | Materials | R0965 | Leica EM TXP | 13-14 | 2014-01-01 |  | Leica Microsystems UK Ltd. | Precision sample preparation machine | A Floor, Materials Science Centre | 1183335 / Jnl#2006977 | 2014-01-01 | Stuart Morse | Joao Fonseca | 1 Good | 1 State of art | 2 General purpose research | 1 | School of Materials and Materials Performance Centre | 3D8 | 3. Materials Characterisation | D. Optical Microscopy | 8. Stereo | R112196 | 29932.75 | 0
EPS | Materials | R0982c | a) Nanoindenter Stages PI87 & PI85 (for SEM, FIB and X-ray) - Lot 2&3 | 13-14 | 2014-12-01 |  | Hysitron, Minneapolis, USA | Indentation equipment for characterisation of materials mechanical properties inside various systems | Materials Science Centre Rm A30 (this is a mobiled non-stand alone equipment for SEM, FIB and Xray system) (may be moved temporary to PSI Microscope Suite) | 1207813 (V#2081382) | 2015-03-01 07:30 | Andrew Forrest | Brian Derby | 1 Good | 1 State of art | 1 Dedicated to particular experiment | 1 | no | 3K4 | 3. Materials Characterisation | K. Mechanical Properties | 4. Hardness | R116350 | 134826.06 | 0
EPS | Materials | R0983 | MICROTESTER with 5KN extended length tensile stage for Dimension 3100 AFM (& peltier upgrade) | 13-14 | 2014-05-01 |  | DEBEN | The miniature-tension/compression-tester can be interfaced to the Dimenson 3100 AFM for studying effect of strain on morphology, surface poential differences & ferro-magnetism. | The Mill / D21/22 | 1196938 (Jnl#314080) | 2015-05-01 06:00 | Dirk Engelberg | Dirk Engelberg | 1 Good | 1 State of art | 1 Dedicated to particular experiment | 0.5 | no | 3K3, 3F1-3F3 |  |  |  | R116350 | 59367.6 | 0
EPS | Materials | R0986 | Helios NanoLab 660 | 13-14 | 2014-08-01 |  | FEI | Site-specific imaging, extraction and preparation of samples (i.e.,films, oxides and defects/cracks) for TEM/EBSD analysis | The Mill, Rm A9a | 1196984 | 2015-05-01 22:30 | Grace Burke | Grace Burke | 1 Good | 1 State of art | 2 General purpose research | 0 | no | 3E6 | 3. Materials Characterisation | E. Electron/Ion Microscopy | 6. Ion Beam | R116350 | 967689.6 | 0
EPS | Materials | R0993 | On-axis rotation Tomography holder | 13-14 | 2014-09-01 |  | Fischione Instruments (agent Mindex) | Sample Holder for the scanning transmission electron microscope (including Titan ChemiSTEM). This holder is special because it is able to rotate sample 360 degrees about an axis perpendicular to the viewing direction - thereby allowing full tomographic reconstruction without missing tilt angle that is present for all other specimen holders. | MSC B9 | 1235805 | 2015-07-01 09:00 | Sarah Haigh and Matthew Smith | Sarah Haigh | 1 Good | 1 State of art | 2 General purpose research | 0.8 | Associated with capabilities of the School of Materials, Electron Microscopy Centre | 3E2 | 3. Materials Characterisation | E. Electron/Ion Microscopy | 2. Scanning Transmission | R116350 | 34806.31 | 0
EPS | Materials | R0996 | Corrosion Equipment - Autoclaves | 13-14 | UC |  | Baskervilles | Corrosion Equipment - Autoclaves |  | 949970 (Jnl#313635) | - | [11 empty] | R114808 | 0 | 0
EPS | Materials | R1010 | AZtecHKL & Nordlys Nano sensitive EBSD Camera | 13-14 | 2015-06-01 |  | Oxford Instruments | It is an Electron Back Scatter Diffraction (EBSD) system on a FEI Sirion Field Emission Gun (FEG) Scanning Electron Microscope (SEM) and is located in A14 at the Materials Science Centre. The equipment is used for high resolution electron back scatter analysis (EBSD) analysis. | School of Materials, Materials Science Centre, Grosvenor Street, A-floor, Room A14 | 1211780 | 2016-01-01 | Philip Prangnell and Ali Gholinia | Philip Prangnell | 2 |  |  | 0 | n/a | n/a |  |  |  | R111704 | 60000 | 0
EPS | Materials | R1012 | LabRam HR Evolution Raman spectrometer | 13-14 | 2014-09-01 |  | Horiba Scientific | The spectrometer measures the Raman spectrum from a sample using ultraviolent and visible excitation. | Rm 2.305 Alan Turning, Photon Science Institute, Raman lab | 1207729 | 2015-03-31 | Andrij Zadoroshnyj | Ian Kinloch | 2 |  |  | 0 | no | 3A1 | 3. Materials Characterisation | A. Spectroscopy | 1. Raman | R116350 | 240224.4 | 0
EPS | Materials | R1016 | a) Pixdro LP50 inkjet printer | 14-15 | 2015-02-06 |  | Roth & Rau BV | Laboratory based materials printer | A4A | 1276783 | 2016-05-18 | Morton Building | Brian Derby and Stephen Yeates | 1 Good | 1 State of art | 2 General purpose research | 0.1 | [5 empty] | R116369 | 171182.17 | 0
EPS | Materials | R1018 | Instron 3kN ETMT system | 14-15 | 2014-11-01 |  | Instron | The Instron 3KN Electro Thermo Mechanical Testing (ETMT (CP112194) ) rig integrates heating and loading in one machine and can be used to do Insitu X-ray high temperature thermo-mechanical experiments in laboratory x-ray machines and/or beamlines. | Research Complex at Harwell (Building R92), Laboratory G-78 | 1219286 | 2015-03-01 18:00 | Research Complex at Harwell | Michael Preuss | 2 |  |  | 1 | MXIF http://www.mxif.manchester.ac.uk/ | 3C2 | 3. Materials Characterisation | C. Imaging | 2. X-ray | R116350 | 283800 | 0
EPS | Materials | R1024 | Zeiss Sigma HD VP FESEM | 14-15 | 2014-10-01 |  | Carl Zeiss | Zeiss Sigma HD VP FESEM | PSI, Alan Turing, Ground floor, next door to asset E01009) | 1203643 | 2015-04-01 15:00 | Alan Turing Building | Grace Burke | 2 |  |  | 0 | no | 3E1 | 3. Materials Characterisation | E. Electron/Ion Microscopy | 1. Scanning | R116350 | 306000 | 0
EPS | Materials | R1029 | 48Ipm Power Pack | 14-15 | 2014-09-01 |  | Instron | Pumps oil to the Instron 8806 2.5 MN test machine, essentially supplying power to activate the machine. | A-floor Sub-basement; Sir James Lighthill Building | JNL#334135 (PO1278180) | 2015-06-01 | Dr. Edward McCarthy and Prof. Andrew Walker | Edward McCarthy and Andrew Walker | 1 Good | 1 State of art | 1 Dedicated to particular experiment | 0 | Yes, it is part of NCCEF, (Northwest Composites Agency). | 3k3 | 3. Materials Characterisation | K. Mechanical Properties | 3. Load | R117335 | 0 | 0
EPS | Materials | R1064 | Positron Lifetime Picosecond Timing System | 14-15 | UC |  | AMETEK Advanced Measurement Technology | Measure the lifetime of positrons implanted into metallic materials or molecular solids. Sensitive to open volume defects such as voids or dislocations at the nano-scale. Time resolution < 200ps, measured using a Co-60 source. |  | 1367337 | - | Dalton Cumbrian Facility | Simon Pimblott | 1 Good | 2 Good | 2 General purpose research |  | http://www.dalton.manchester.ac.uk/discover/daltoncumbrianfacility/ |  |  |  |  | R116350 | 0 | 0
EPS | Materials | R1070 | X-ray Torsion tester | 14-15 | 2015-06-01 |  | Deben UK | tension torsion testing machine designed to be accommodated on our current Zeiss Xradia Versa and our Nikon Custom Bay X-ray CT systems | HMXIF, PSI 3rd Floor Alan Turing | 1207787 | 2015-06-01 | Alan Turing Building | Philip Withers | 1 Good | 1 State of art | 2 General purpose research | 0.5 | [5 empty] | R116350 | 149394 | 0
EPS | Materials | R1071 | Model RC43 Rutherford Backscattering Analysis Endstation | 15-16 | 2016-05-01 |  | National Electrostatics Corporation | Ion beam analysis using Rutherford Backscattering and Particle Induced X-ray Emisson | Dalton Cumbrian Facility, Accelerator Building - G.0014 | jnl#393211(PO1222672) | 2016-05-01 | Dalton Cumbrian Facility | Simon Pimblott | 1 Good | 1 State of art | 3 Research and Teaching | 0 | [5 empty] | R116350 | 374117.58 | 0
EPS | Materials | R1084 | Raman spectrometer | 14-15 | 2015-07-01 |  | Renishaw PLC | Raman Spectrometer | PSI | 1386673 | 2017-02-28 | PSI | Prof. Ian Kinloch, x63615 | 1 Good | 1 State of art | 2 General purpose research | 0 | [5 empty] | R113099 | 71936.4 | 22716.7579
EPS | Materials | R1086 | Hydraulic Grip 2.5mn side acting + Jaw faces | 14-15 | 2015-05-01 |  | ITW Limited t/a Instron |  | A Floor James Lighthill Building | 1275071 | 2017-03-31 | Andrew Walker | Andrew Walker | 2 | [8 empty] | R117335 | 190980 | 60766.3636
EPS | Materials | R1117 | CMT Twin Welding System | 15-16 | 2015-12-01 |  | Fronius UK Ltd | CMT is an advanced gas metal arc welding (GMAW) system which minimizes the overall heat input into the workpiece | MTRL (Manufacturing Technology Research Laboratory) | 1459990 | 2016-07-08 | Matthew Roy | Professor Philip Prangnell | 1 Good | 1 State of art | 1. Dedicated to particular experiment | 0 | Part of Manufacturing Technology Research Laboratory Hybrid laser structure with Kuka Robots | 1h1 | 1. Process Equipment – Physical | H. Sample Manipulation | 1. Robot | R111704 | 65979.88 | 0
EPS | Materials | E01009 | Zeiss Merlin FESEM | 14-15 | 2014-10-01 |  | Carl Zeiss | Ultrahigh resolution secondary and backscattered electron imaging of metaliic and non-metallic materials | PSI, Alan Turing, Ground floor (next door to asset R1024) | 1200540 | 2015-03-01 | Grace Burke | Grace Burke | 1 Good | 1 State of art | 2 General purpose research | 0 | 2 General purpose research | 3E1 | 3. Materials Characterisation | E. Electron/Ion Microscopy | 1. Scanning | AA12198 | 522475.2 | 0
EPS | Materials | R0727a | FEI Titan ChemiSTEM P | 11-12 | 2012-07-01 |  | FEI | FEI Titan ChemiSTEM P | A-Floor, Material Science Building | 767818 | 2013-04-01 22:30 | Michael Faulkner | Michael Faulkner |  |  |  | 0 |  | 3E3 | 3. Materials Characterisation | E. Electron/Ion Microscopy | 3. Transmission | R112113 | 1516441.45 | 0
EPS | Materials | R0727b | FEI Titan ChemiSTEM P (F&F) | 11-12 | 2012-07-01 |  | FEI | FEI Titan ChemiSTEM P (F&F) | A-Floor, Material Science Building | 767818 | 2013-04-01 22:30 | Michael Faulkner | Michael Faulkner |  |  |  | 0 |  | 3E3 | 3. Materials Characterisation | E. Electron/Ion Microscopy | 3. Transmission | R112113 | 74723.95 | 0
EPS | Materials | R0947a | a)Electropuls E10000 Torsion | 13-14 | 2014-03-01 |  | Instron | Fatigue rig | D.006a, the Mill | 1190448 | 2017-03-01 18:00 | R Akid | R Akid | 1 Good | 1 State of art | 2 General purpose research | 0 | Not applicable | 3K8 | 3. Materials Characterisation | K. Mechanical Properties | 8. Dynamic | WK00892 | 14924.4 | 2901.9667
EPS | Materials | R0947a | a)Electropuls E10000 Torsion | [7 empty] | 2015-03-31 | R Akid | R Akid | 1 Good | 1 State of art | 2 General purpose research | 0 | Not applicable | 3K8 | 3. Materials Characterisation | K. Mechanical Properties | 8. Dynamic | R116350 | 38475.6 | 0
EPS | Materials | R0947b | b)Electropuls E10000 | 13-14 | 2014-03-01 |  | Instron | Fatigue rig | D.006a, the Mill | 1190448 | 2015-03-31 | R Akid | R Akid | 1 Good | 1 State of art | 2 General purpose research | 0 | Not applicable | 3K8 | 3. Materials Characterisation | K. Mechanical Properties | 8. Dynamic | R116350 | 81562.8 | 0
EPS | Materials | R0982a | a) Nanoindenter Stages PI87 & PI85 (for SEM, FIB and X-ray) - Lot 2&3 | 13-14 | 2014-05-01 |  | Hysitron, Minneapolis, USA | Indentation equipment for characterisation of materials mechanical properties inside various systems | Materials Science Centre Rm A30 (this is a mobiled non-stand alone equipment for SEM, FIB and Xray system) (may be moved temporary to PSI Microscope Suite) | 1207813 (V#2081376&2081374) | 2015-05-01 06:00 | Andrew Forrest | Brian Derby | 1 Good | 1 State of art | 1 Dedicated to particular experiment | 1 | no | 3K4 | 3. Materials Characterisation | K. Mechanical Properties | 4. Hardness | R116350 | 306903.65 | 0
EPS | Materials | R0982b | b) Nanoindenter - Lot 1 | 13-14 | 2014-05-01 |  | Hysitron, Minneapolis, USA | High temperature indentation equipment for characterisation of materials mechanical properties. | Materials Science Centre RmA35b, (will be moved to The Mill A Floor when Materials Science Centre is not available) | 1207813 (V#2081142) | 2015-05-01 06:00 | Andrew Forrest | Brian Derby | 1 Good | 1 State of art | 1 Dedicated to particular experiment | 1 | no | 3K4 | 3. Materials Characterisation | K. Mechanical Properties | 4. Hardness | R116350 | 339110.29 | 0
EPS | Materials | E01115 | ThermoFisher Scientific PolyLab 7 with RheoDrive7, RheoMix 600 and Rheomex PTW16/25 | 15-16 | 2016-05-01 |  | ThermoFisher Scientific | Polymer proceessing | Processing Hall, James Lighthill | 1497501 | 2019-05-01 | Prof. Ian Kinloch 63615 | Prof. Ian Kinloch 63615 | 1 Good | 1. State of the art | 3. Research and Training | 0 | [5 empty] | AA12311 | 199896.94 | 183238.8617
EPS | Materials | R1016b | b) Pixdro LP50 inkjet printer - enabling work | 15-16 | 2016-05-01 |  |  | enabling work |  | 1345970 | 2019-05-01 | Morton Building | [10 empty] | DB00825 | 75238.88 | 68968.9733
EPS | Materials | R1138 | JEOL JXA-8530F Electron Probe Micro Analyser | 15-16 | 2016-05-15 |  |  |  |  | 1472196 | 2016-06-30 | [11 empty] | R118404 | 1023260.4 | 0
EPS | Materials | E01125 | SCM-COL0072- Oxford Lasers Micromanaging Systems- | 15-16 | 2016-07-01 |  | Diamond Light Source Ltd | SCM-COL0072- Oxford Lasers Micromanaging Systems- | I14 EMF building at Diamond, Harwell | PO1416023 | 2019-07-01 | David Eastwood | Peter Lee | [9 empty] | P112620 | 106899.99 | 103930.5458
EPS | Materials | R1081 | August Herzog | 14-15 | 2015-09-01 |  | August Herzog | Radial braiding of high performance fibres over complex mandrel | B1, James Lighthill Building | 1345852 | 2017-03-01 | B1, James Lighthill Building | Prof Prasad Potluri (01613064128) | 1 Good | 1 State of art | 3 Research and Teaching | 0.4 | [5 empty] | R114618 | 29133.07 | 11329.5272
EPS | Materials | R1081 | August Herzog | [7 empty] | 2016-06-30 | B1, James Lighthill Building | Prof Prasad Potluri (01613064128) | 1 Good | 1 State of art | 3 Research and Teaching | 0.4 | [5 empty] | R118274 | 61882.14 | 0
EPS | Materials | R1082 | X-ray diffractometer | 14-15 | 2015-03-01 |  | Rigaku | Allows the usual XRD measurements but the out of planne arm allows the complete mapping of recirocal space. | PSI or ground floor of the Mill (depending on the materails decant project) | 1219128 | 2015-03-01 | 2 | 2 | 1 Good | 1 State of art | 2 General purpose research | 0.5 | no | 3h1 | 3. Materials Characterisation | H. Diffraction | 1. X-ray | R116350 | 325476 | 0
EPS | Materials | R1049 | Recirculation loop for radiolytic studies in water at high temperature and pressure. | 14-15 | 2015-03-27 |  | Cormet Testing Systems | Radiation chemistry and corrosion studies in water and aqueous solutions at high temperature/high pressure. | DCF, "Far Target Room". | 1265586 | 2015-03-27 | Aliaksandr Baidak and Elizabeth Parker-Quaife | Simon Pimblott | 1 Good | 1 State of art | 0 | 0 | Yes, dalton.manchester.ac.uk/dcf | 3L3 | 3. Materials Characterisation | L. Chemical Analysis | 3. Liquid Analysis | R116350 | 304427.14 | 0
EPS | Materials & Chemistry | R1048 | Notion n.jet lab inkjet printer | 14-15 | UC |  | Notion Systems GmbH | Laboratory based materials printer | 1.007 NGI | 1248129 | - | Brian Derby and Stephen Yeates | Brian Derby | 1 Good | 1 State of art | [7 empty] | R116369 | 0 | 0
EPS | National Graphene Institute | E00873 | Renishaw inVia Reflex Spectrometer System - Cinzia Casiraghi Graphene | 12-13 | 2013-10-01 |  | Renishaw | Renishaw inVia Reflex Spectrometer System - Cinzia Casiraghi Graphene | Schuster Bldg Rm B.06 CM Lab | 1007106/1010227 | 2015-06-01 | Prof. Novoselov | Prof. Novoselov | 1 Good | 1 State of art | 1 Dedicated to particular experiment | 0 |  | 3B1 | 3. Materials Characterisation | B. Spectrometry | 1. Spectrophotometry | R115494 | 239509.56 | 0
EPS | National Graphene Institute | R0870 | Reactive Sputtering System | 12-13 | 2013-09-01 |  |  | Reactive Sputtering System | ITS Bldg Rm1.003 | 1061074 | 2015-06-01 | Prof. Novoselov | Prof. Novoselov |  |  |  | 0 | [5 empty] | R115494 | 422322.25 | 0
EPS | National Graphene Institute | R0884 | Nikon Microscope | 13-14 | 2015-06-01 |  | Nikon | Nikon Microscope | National Graphene Institute | Jnl#289125 | 2015-06-01 | Prof. Novoselov | Prof. Novoselov | 1 Good | 1 State of art | 1 Dedicated to particular experiment | 0 |  | 4e5 | 4. Sample Measurement/Analysis | E. Optical | 5. High Resolution Imaging | R115494 | 47783.27 | 0
EPS | National Graphene Institute | R0897 | Moorfield Minilab 080 Deposition System (E-gun evaporator) | 12-13 | 2013-08-01 |  | Moorfield | Moorfield Minilab 080 Deposition System (E-gun evaporator) | G/F., ITS Bldg | 1034970 | 2015-06-01 | Prof. Novoselov | Prof. Novoselov | [9 empty] | R115494 | 136754.4 | 0
EPS | National Graphene Institute | R0918 | Spinners (NGI - item 29) | 13-14 | 2015-06-01 |  |  | Spinners (NGI - item 29) |  | 1104848 | 2015-06-01 | Prof. Novoselov | Prof. Novoselov | [9 empty] | R115494 | 15321.79 | 0
EPS | National Graphene Institute | R0919 | Furnaces,sample annealing (NGI - item 23) | 13-14 | 2015-06-01 |  |  | Furnaces,sample annealing (NGI - item 23) |  | 1079090 | 2015-06-01 | Prof. Novoselov | Prof. Novoselov | [9 empty] | R115494 | 7176.9 | 0
EPS | National Graphene Institute | R0920 | Sundry NGI equipments (incl. item 30-Hotplates, item 40-drill press, item 41-braising & welding) | 13-14 | 2015-06-01 |  |  | Sundry NGI equipments (incl. item 30-Hotplates, item 40-drill press, item 41-braising & welding) |  | V#1853843 | 2015-06-01 | Prof. Novoselov | Prof. Novoselov | [9 empty] | R115494 | 1104.73 | 0
EPS | National Graphene Institute | R0921 | Fourier Transform Infra Red (FT-IR) spectroscopy/microscopy system | 13-14 | 2014-01-01 |  | Bruker | Combined spectroscopy/microscopy with extremely broad spectral coverage | B.09 Schuster Building | 1110538 | 2014-12-01 19:30 | Prof. Novoselov | Prof. Novoselov | 1 Good | 1 State of art | 2 General purpose research | 0 | Yes, this item belongs the set of equipment purchased as part of the National Graphene Institute | 3A2 | 3. Materials Characterisation | A. Spectroscopy | 2. Infra-Red | R115494 | 294518.4 | 0
EPS | National Graphene Institute | R0987 | He3 insert | 13-14 | 2015-06-01 |  |  | He3 insert |  | 1104646 | 2015-06-01 | Prof. Novoselov | Prof. Novoselov | [9 empty] | R115494 | 51600 | 0
EPS | National Graphene Institute | R1028 | Keithley source meters and nanovoltmeters | 14-15 | 2014-12-01 |  | Keithley | precision voltemeter, source of voltage and current | National Graphene Institute | 1319257 | 2015-04-01 18:00 | Prof. Novoselov | Prof. Novoselov | 1 Good | 1 State of art | 2 General purpose research | 0 | no | 4B6 | 4. Sample Measurement/Analysis | B. Electronic | 6. Low Frequency Characterisation | R115494 | 119952 | 0
EPS | National Graphene Institute | R1032 | Lock-in amplifiers and preamplifiers | 14-15 | 2015-06-01 |  | Standford | high precision measurements of electrical resistance | 2 | 1332078 | 2015-06-01 | Prof. Novoselov | Prof. Novoselov | 1 Good | 1 State of art | 2 General purpose research | 0 | National Graphene Institute | 4B6 | 4. Sample Measurement/Analysis | B. Electronic | 6. Low Frequency Characterisation | R115494 | 65560.08 | 0
EPS | National Graphene Institute | R1034 | Atomic Force Microscope 2 (AFM2) | 14-15 | 2015-02-01 |  | Bruker | Atomic Force Microscope for nanoscale measurement of graphene/2D samples and devices. | NGI | 1343651 | 2015-06-01 | Prof. Novoselov | Prof. Novoselov | 1 Good | 1 State of art | 1 Dedicated to particular experiment | 0 | NGI | 3f1 | 3. Materials Characterisation | F. Surface Probe Microscopy | 1. Atomic Force | R115494 | 308394 | 0
EPS | National Graphene Institute | R1035 | E-Beam Vacuum Deposition System | 14-15 | 2015-06-01 |  | AJA International | This system allows the deposition of very high quality metallic thin films. These are used for contacts to devices made from graphene and other 2D materials. The source materials are heated to evaporate the metals using an electron beam which avaiods any contamination from the heating source. The vacuum is also very high which further improves the quality of the deposited films. | NGI Building | 1349046 | 2015-06-01 | Prof. Novoselov | Prof. Novoselov | 1 Good | 1 State of art | 1 Dedicated to particular experiment | 0 | NGI facility - http://www.graphene.manchester.ac.uk/ | 1a1 | 1. Process Equipment – Physical | A. Thin Film Deposition | 1. Evaporator | R115494 | 249086.24 | 0
EPS | National Graphene Institute | R1038 | Confocal Raman Microscope System | 14-15 | 2015-06-01 |  | HORIBA UK Ltd. | The equipment allows the Raman spectrum of samples to be obtained at a micron scale spacial resolution allowing the quality of graphene and other 2D materials to be assessed. | NGI Building Lower Cleanroom | 1340994 | 2015-06-01 | Ernie Hill | Prof. Novoselov | 1 Good | 1 State of art | 1 Dedicated to particular experiment | 0 | Part of the NGI (http://www.graphene.manchester.ac.uk/) | 3A1 | 3. Materials Characterisation | A. Spectroscopy | 1. Raman | R115494 | 162878.4 | 0
EPS | National Graphene Institute | R1040 | Spectroscopic Nulling Imaging Ellipsometer (Cleanroom Ellipsometer System) | 14-15 | 2014-02-01 |  | Accurion GmbH | Spectroscopic Nulling Imaging Ellipsometer (Cleanroom Ellipsometer System) | NGI Building | 1349315(1351667CANX) | 2015-03-01 | NGI Building | Prof Geim | 1 Good | 1 State of art | 1 Dedicated to particular experiment |  |  | 1F1 | 1. Process Equipment – Physical | F. Characterisation | 1. Ellipsometry | R115494 | 179300 | 0
EPS | National Graphene Institute | R1044 | NGI Vacuum Pumping Stations - dry & oil pumped system | 14-15 | 2015-06-01 |  | Oerlikon | Vacuum testing and pumping | NGI Building | 1356828 | 2015-06-01 | Ernie Hill | Prof Geim | 1 Good | 1 State of art | 1 Dedicated to particular experiment | 0 | 0 | 6d4 | 6. Infrastructure | D. Laboratory | 4. Vacuum | R115494 | 65942.41 | 0
EPS | National Graphene Institute | R1046 | Superconducting 16T/18T magnet | 14-15 | 2015-02-01 |  | Oxford Instruments Omnicron Nanoscience | To perform high-magnetic field experiments and experiments at low temperatures | Schuster Building 2nd Floor labs | 1306300 | 2015-03-01 | John Whittaker | Andre Geim | 1 Good | 1 State of art | 1 Dedicated to particular experiment | 0 | National Graphene Institute | 4L2 | 4. Sample Measurement/Analysis | L. High Magnetic Field | 2. Superconducting Magnet | R111540 | 0 | 0
EPS | National Graphene Institute | R1052 | Ambient Temperature Probestation | 14-15 | 2015-06-01 |  | Tony Chapman Electronics Ltd | precision probe location for test purposes | NGI Building | 1354128 | 2015-06-01 | National Graphene Institute | Prof. Geim | 1 Good | 1 State of art | 1 Dedicated to particular experiment | 0 | [5 empty] | R115494 | 59978.4 | 0
EPS | National Graphene Institute | R1053 | Lathe | 14-15 | 2015-06-01 |  | XYZ Machine Tools | Machine components | NGI Building | 1357588 | 2015-06-01 | National Graphene Institute | Prof. Geim | 1 Good | 1 State of art | 1 Dedicated to particular experiment | 0 | [5 empty] | R115494 | 112965.54 | 0
EPS | National Graphene Institute | R1054 | Wafer Scribing Equipment | 14-15 | 2015-06-01 |  | JFP Microtechnic | It cleaves semiconductor wafers into smaller samples | NGI Building | 1364508 | 2015-06-01 | Ernie Hill | Prof. Geim | 1 Good | 1 State of art | 1 Dedicated to particular experiment | 0 | National Graphene Institute | 1E2 | 1. Process Equipment – Physical | E. Packaging | 2. Dicing | R115494 | 61963.3 | 0
EPS | National Graphene Institute | R1055 | Laser Flash Apparatus | 14-15 | 2015-03-01 |  | Netzsch Gerätebau GmbH | To measure thermal conductivity in samples of graphene and other 2D materials based coatings | NGI Building | 1365039 | 2015-03-01 | National Graphene Institute | Prof. Geim | 1 Good | 1 State of art | 1 Dedicated to particular experiment | 0 | National Graphene Institute | 4D1 or 3M3 (but please confirm with KN) |  |  |  | R115494 | 119476.8 | 0
EPS | National Graphene Institute | R1058 | Mask Aligner MJB4Part num100003863,G190173,G145984,G145987,G145988 | 14-15 | 2015-06-01 |  |  | Mask Aligner MJB4Part num100003863,G190173,G145984,G145987,G145988 |  | 1372792 | 2015-06-01 |  | 2 | 2 | [8 empty] | R115494 | 110552.8 | 0
EPS | National Graphene Institute | R1061 | Graphene Etch and Annealing | 14-15 | 2015-02-01 |  | Moorfield | Etceching and Annealing of 2D materials, integrated within glovebox | NGI | 1343908 | 2015-03-01 | Roman Gorbachev | Roman Gorbachev | 1 Good | 1 State of art | 1 Dedicated to particular experiment | 1 |  | 1C2 | 1. Process Equipment – Physical | C. Etching | 2. Plasma | R115494 | 71211.6 | 0
EPS | National Graphene Institute | R1062 | 2 x Standalone etch system based on nanoPVD platform | 14-15 | 2015-06-01 |  |  | 2 x Standalone etch system based on nanoPVD platform |  | 1343912 | 2015-06-01 |  | 2 | 2 | [8 empty] | R115494 | 70569.6 | 0
EPS | National Graphene Institute | R1063 | Laser Writer | 14-15 | 2015-06-01 |  | Microtech | This is a photolithography system that allows a pattern to be written in optically sensitive resist by scanning a laser spot over the surface. This allows larger area contacts and large scale devices to be produced at lower cost than taking valuable time on the electron beam facility. | 2 | 1356770 | 2015-06-01 | Ernie Hill | Prof. Geim | 1 Good | 1 State of art | 1 Dedicated to particular experiment | 0 | http://www.graphene.manchester.ac.uk/ | 1B1 | 1. Process Equipment – Physical | B. Lithography | 1. Optical | R115494 | 246960 | 0
EPS | National Graphene Institute | R1065 | Raith ELPHY MultiBeam for Zeiss 540 Cross Beam | 14-15 | 2015-03-01 |  | Raith Litho | Electron Beam Lithography for FIBSEM |  | 1371564 | 2015-03-01 |  | Prof. Novoselov | 1 Good | 1 State of art | 1 Dedicated to particular experiment | [6 empty] | R115494 | 119940 | 0
EPS | National Graphene Institute | R1067 | Mask Aligner MJB4 | 14-15 | UC |  |  | Mask Aligner MJB4 |  | 1372792 | - |  | 2 | 2 | [8 empty] | R115494 | 0 | 0
EPS | National Graphene Institute | R1068 | Cryo-free magnet system power supply (MERCURY IPS180 ) | 14-15 | 2015-03-01 |  | Oxford Instruments | Provides a power supply to cryo-free magnet system which performs high-magnetic field experiments and experiments at low temperatures | currently Schuster Building but to be moved to NGI Mar/Apr 2015 | 1382208 | 2015-03-01 |  | 2 | 2 | [8 empty] | R115494 | 60000 | 0
EPS | National Graphene Institute | R1069 | Cryo-free magnet system (18T CRYOFREE SYSTEM WITH VTI) | 14-15 | 2015-03-01 |  | Oxford Instruments | To perform high-magnetic field experiments and experiments at low temperatures |  | 1382217 | 2015-03-01 |  |  | 2 | [8 empty] | R115494 | 204000 | 0
EPS | National Graphene Institute | R1072 | Field Ion Beam Scanning Electron Microscope | 14-15 | 2015-06-01 |  | Carl Zeiss Ltd | Dual beam instrument for high resolution imaging and device fabrication | NGI Building | V#2403437 (PO1348132-Canx) | 2015-06-01 | National Graphene Institute | Prof. Geim | 1 Good | 1 State of art | 1 Dedicated to particular experiment | 0 | [5 empty] | R115494 | 869192.4 | 0
EPS | National Graphene Institute | R1073 | Heat Exchanger, System | 14-15 | 2015-06-01 |  |  |  |  | 1355061 | 2015-06-01 |  | 2 | 2 | [8 empty] | R115494 | 77540.77 | 0
EPS | National Graphene Institute | R1074 | Cryo-cooled probestation | 14-15 | 2015-06-01 |  | Lakeshore Cryogenics | Allows graphene and other 2D material devices to be contacted for electrical testing at temperatures down to 5K. | NGI Building | 1355062 | 2015-06-01 | National Graphene Institute | Prof. Geim | 1 Good | 1 State of art | 1 Dedicated to particular experiment | 0 | [5 empty] | R115494 | 137002.64 | 0
EPS | National Graphene Institute | R1076 | National Graphene Institute Stand-alone Water Purifiers | 14-15 | 2015-06-01 |  |  |  |  | 1365027 | 2015-06-01 |  | 2 | 2 | [8 empty] | R115494 | 59994 | 0
EPS | National Graphene Institute | R1077 | Photospectrometer | 14-15 | 2015-03-01 |  | CRAIC | The equipment allows determination of the optical transmittance/reflection/emission properties of 2D materials. | NGI facilities | 1365029 | 2015-03-01 | Tim Echtermeyer | Prof. Novoselov | 1 Good | 1 State of art | 1 Dedicated to particular experiment | 0 | Part of the NGI (http://www.graphene.manchester.ac.uk/) | 3B1 | 3. Materials Characterisation | B. Spectrometry | 1. Spectrophotometry | R115494 | 62666.4 | 0
EPS | National Graphene Institute | R1079 | EDS Analysis system | 14-15 | 2015-06-01 |  | Oxford Instruments | Chemical analysis of sEM samples | NGI Building | 1355053 | 2015-06-01 | NGI Building | Prof Geim | 1 Good | 1 State of art | 1 Dedicated to particular experiment | 0 | [5 empty] | R115494 | 69084 | 0
EPS | National Graphene Institute | R1080 | OBJET 260 Connex 2 Multi-material 3D Printer - 2 Year Education Package | 14-15 | 2015-03-01 |  | Tri-Tech 3D | OBJET 260 Connex 2 Multi-material 3D Printer - 2 Year Education Package | Protoyping suite | 1372881 | 2015-03-01 | Protoyping suite | Prof Novoselov | 1 Good | 1 State of art | 1 Dedicated to particular experiment | [6 empty] | R115494 | 119979.6 | 0
EPS | National Graphene Institute | R1087 | Nikon Eclipse LV100ND upright microscope with episcopic illumination | 14-15 | 2015-06-01 |  | Nikon | Nikon Eclipse LV100ND upright microscope with episcopic illumination |  | 1382202 | 2015-06-01 |  |  | 2 | [8 empty] | R115494 | 67701.6 | 0
EPS | National Graphene Institute | R1088 | Nikon Eclipse LV100ND upright microscope with episcopic & diascopic illumination and differential interference contrast | 14-15 | 2015-06-01 |  | Nikon | Nikon Eclipse LV100ND upright microscope with episcopic & diascopic illumination and differential interference contrast |  | 1382751 | 2015-06-01 |  |  | 2 | [8 empty] | R115494 | 62107.56 | 0
EPS | National Graphene Institute | R1089 | Nikon DS series microscope cameras | 14-15 | 2015-06-01 |  | Nikon | Nikon DS series microscope cameras |  | 1382908 | 2015-06-01 |  |  | 2 | [8 empty] | R115494 | 90885.12 | 0
EPS | National Graphene Institute | R1090 | System for handling and encapsulating air sensitive 2D materials in argon environment | 14-15 | 2015-06-01 |  | Mbraun | allows to discover, handle and study new 2D materials that are sensitive to air | 2 | 1319288 | 2015-06-01 | Roman Gorbachev | Roman Gorbachev | 1 Good | 1 State of art | 1 Dedicated to particular experiment | 0 | Initial part of a two part system. | 1D3 | 1. Process Equipment – Physical | D. Controlled Environment | 3. Glove Box | R115494 | 180982.39 | 0
EPS | National Graphene Institute | R1091 | Deep Reactive Ion Etch Systems (x2 systems) | 14-15 | 2015-06-01 |  |  | Deep Reactive Ion Etch Systems (x2 systems) |  | 1288205 % 1297629 | 2015-06-01 |  | 2 | 2 | [8 empty] | R115494 | 840382.8 | 0
EPS | National Graphene Institute | R1092 | Femtosecond laser micromachining system | 14-15 | 2015-06-01 |  | M-Solv Limited | Micro-machining of a wide range of materials (metals, ceramics, polymers etc) | NGI Building | 1365929 | 2015-06-01 | Dr. Peter Blake | Dr. Peter Blake | 1 Good | 1 State of art | 2 General purpose research | 0 | Part of the fabrication facility of the National Graphene Institute | 1b4 | 1. Process Equipment – Physical | B. Lithography | 4. Laser (Direct-Write) | R115494 | 360000 | 0
EPS | National Graphene Institute | R1093 | Oxford Instruments HelioxVL He3 Insert | 14-15 | 2015-06-01 |  |  | Cryogenic measurement (eg capacitance) of 2D materials | Schuster Building 2nd Floor labs | 1311656 | 2015-06-01 | Schuster Building 2nd Floor labs | Prof Kostya Novoselov | 1 Good | 1 State of art | 1 Dedicated to particular experiment | [6 empty] | R115494 | 32284.8 | 0
EPS | National Graphene Institute | R1094 | System for creating layered heterostructures form air sensitive 2D materials in argon environment | 14-15 | 2015-06-01 |  | Mbraun | allows to combine, manipulate and study new 2D materials in order to achieve new electronic devices |  | 1324971 | 2015-06-01 | Roman Gorbachev | Roman Gorbachev | 1 Good | 1 State of art | 1 Dedicated to particular experiment | [6 empty] | R115494 | 41878.28 | 0
EPS | National Graphene Institute | R1095 | Femtosecond laser micromachining system | 14-15 | 2015-06-01 |  | M-Solv Limited | Micro-machining of a wide range of materials (metals, ceramics, polymers etc) | NGI Building | 1382171 | 2015-06-01 | NGI Building | Dr. Peter Blake | 1 Good | 1 State of art | 2 General purpose research | 0 | [5 empty] | R115494 | 66000 | 0
EPS | National Graphene Institute | R1096 | Plasma Enhanced Chemical Vapour Deposition System x 2 | 14-15 | 2015-06-01 |  | Oxford Instruments Plasma Technology | Allows the deposition of thin dielectric films such as silicon nitride and silicon dioxide at lower temperatures on 2D materials. These layers can be used for passivation or insulation. They can also be used as the starting substrate for device fabrication where control of thickness is vital for optical observation of 2D flakes. | NGI Building | 1343045 | 2015-06-01 | Dr Ernie Hill | Prof Novoselov | 1 Good | 1 State of art | 1 Dedicated to particular experiment | 0 | Part of NGI (http://www.graphene.manchester.ac.uk/) | 1A5 | 1. Process Equipment – Physical | A. Thin Film Deposition | 5. Chemical Vapour Deposition | R115494 | 726124.8 | 0
EPS | National Graphene Institute | R1097 | Plasma Enhanced Atomic Layer Deposition System | 14-15 | 2015-06-01 |  | Picosun | This system produces thin film layers with atomic precision. These are usually insulating layers in transistor stacks where the surface must be very smooth. | NGI Cleanroom | 1306785 | 2015-06-01 | NGI Cleanroom | Dr Ernie Hill | 1 Good | 1 State of art | 1 Dedicated to particular experiment | 0 | Yes. http://www.graphene.manchester.ac.uk/ | A5 | A5 | A5 | A5 | R115494 | 387670.8 | 0
EPS | National Graphene Institute | R1098 | S18/20/52/13 Magnet with Heliox VL System | 14-15 | 2015-06-01 |  |  | S18/20/52/13 Magnet with Heliox VL System |  | 1306300 | 2015-06-01 |  | 2 | 2 | [8 empty] | R115494 | 245050.03 | 0
EPS | National Graphene Institute | R0868a | AFM - NGI-Bruker Collaboration Dimension Fastscan System | 12-13 | 2013-09-01 |  | Bruker | Dimension Fastscan System | Kilburn Bldg, IT L128 | 1054423 | 2015-06-01 | Prof. Novoselov | Prof. Novoselov | 1 Good | 1 State of art | 1 Dedicated to particular experiment | 0 |  | 3a4 | 3. Materials Characterisation | A. Spectroscopy | 4. Optical | R115494 | 389266.8 | 0
EPS | National Graphene Institute | R0868b | AFM - MB-Labmaster SP gloveboxsystem (AFM) | 12-13 | 2013-09-01 |  |  | Dimension Fastscan System |  | 1093384/1147775/1113001/Jnl#288944/289125/288825 | 2015-06-01 | Prof. Novoselov | Prof. Novoselov |  |  |  |  | Not part of a facility | 3d1 | 3. Materials Characterisation | D. Optical Microscopy | 1. Confocal | R115494 | 58339.57 | 0
EPS | National Graphene Institute | R0879a | SEM (coverted EBL) -Carl Zeiss ULTRA Plus Field Emission Scanning Electron Microscope | 12-13 | 2013-09-01 |  | Carl Zeiss | SEM (coverted EBL) -Carl Zeiss ULTRA Plus Field Emission Scanning Electron Microscope | IT Building | 1062870 | 2015-06-01 | Prof. Novoselov | Prof. Novoselov | 1 Good | 1 State of art | 1 Dedicated to particular experiment | 0 |  | 3E1 | 3. Materials Characterisation | E. Electron/Ion Microscopy | 1. Scanning | R115494 | 610260 | 0
EPS | National Graphene Institute | R0879b | SEM (coverted EBL) - Zeiss EVO MA10 | 12-13 | 2013-09-01 |  | Zeiss | Scanning electron microscope for charactisation of lithography of graphene and other 2D crystals | IT bldg, central clean room 1.24 | 1082253 | 2015-06-01 | Prof. Novoselov | Prof. Novoselov | 1 Good | 1 State of art | 1 Dedicated to particular experiment | 0 | Currently part of the Centre for Mesoscience and Nanotechnology. Will become part of NGI facility in 2015 | 1B2 | 1. Process Equipment – Physical | B. Lithography | 2. Electron beam | R115494 | 159405.6 | 0
EPS | National Graphene Institute | R1047a | a) Electron Beam Lithography System | 14-15 | 2015-06-01 |  | Raith | Electron Beam Lithography for the FIBSEM | NGI Building | 1276581 | 2015-06-01 | NGI Building | Prof Geim | 1 Good | 1 State of art | 1 Dedicated to particular experiment |  |  | 1B2 | 1. Process Equipment – Physical | B. Lithography | 2. Electron beam | R115494 | 2011800 | 0
EPS | National Graphene Institute | R1047b | b) Electron Beam Lithography System -Felcon Model 3001 Chemical Wet Processing Stations | 15-16 | 2016-04-01 |  |  |  | NGI Building | 1403711 | 2019-04-01 | NGI Building | Prof Geim | 1 Good | 1 State of art | 1 Dedicated to particular experiment |  |  | 1B2 | 1. Process Equipment – Physical | B. Lithography | 2. Electron beam | LA00600 | 28800 | 25600
EPS | National Graphene Institute | E01118 | EVO10 MA Lab6 with High speed blanking | 15-16 | 2016-06-01 |  |  | Scanning electron microscope with high speed Ebeam lithography | LGCR ROOM LG 017 | 1532057 | 2019-06-01 | John Whittaker | Vladimir Falco, but AG/KSN purchased | [9 empty] | LA00768 | 107460 | 101490
EPS | Physics | E00007 | Fibre Optic connections | 03-04 | 2005-08-01 |  |  | Fibre Optic connections | Underground Linkage between Telescopes |  | 2009-08-01 | Simon Garrington | [10 empty] | EG062 | 41125 | 0
EPS | Physics | E00012 | Dark Fibre | 03-04 | 2005-08-01 |  |  | E-Merlin - Dark Fibre | Underground Linkage between Telescopes |  | 2009-08-01 | Simon Garrington | [10 empty] | EG063 | 258648.92 | 0
EPS | Physics | E00013 | Dark Fibre | 03-04 | 2005-08-01 |  |  | E-Merlin - Dark Fibre | Underground Linkage between Telescopes |  | 2009-08-01 | Simon Garrington | [10 empty] | EG062 | 2350 | 0
EPS | Physics | E00014 | Dark Fibre | 03-04 | 2005-08-01 |  |  | E-Merlin - Dark Fibre | Underground Linkage between Telescopes |  | 2009-08-01 | Simon Garrington | [10 empty] | EK004 | 315000 | 0
EPS | Physics | E00017 | Correlator | 03-04 | 2005-08-01 |  |  | Correlator | JBO Computer Room |  | 2009-08-01 | Simon Garrington | [10 empty] | EK004 | 370003.5 | 0
EPS | Physics | E00024 | L Band Lens | 03-04 | 2005-08-01 |  |  | L Band Lens |  |  | 2009-08-01 | Simon Garrington | [10 empty] | EG061 | 68150 | 0
EPS | Physics | E00031 | L Band Lens | 03-04 | 2005-08-01 |  |  | L Band Lens | Pickmere Telescope |  | 2009-08-01 | Simon Garrington | [10 empty] | EG061 | 35250 | 0
EPS | Physics | E00032 | L Band Lens | 03-04 | 2005-08-01 |  |  | L Band Lens | Darnhall Telescope |  | 2009-08-01 | Simon Garrington | [10 empty] | EG061 | 21554.2 | 0
EPS | Physics | E00034 | L Band Lens | 03-04 | 2005-08-01 |  |  | L Band Lens | Knockin Telescope |  | 2009-08-01 | Simon Garrington | [10 empty] | EG061 | 23500 | 0
EPS | Physics | E00043 | Quickset Pan/Tilt controller | 03-04 | 2006-08-01 06:00 |  |  | Quickset Pan/Tilt controller | Sackville St Building SEAES Labs |  | 2009-08-01 | [5 empty] | 0 | [5 empty] | JPH0880 | 8086 | 0
EPS | Physics | E00060 | Raith elphy plus | 02-03 | 2005-08-01 |  |  | Raith elphy plus | IT Building |  | 2009-08-01 | Andre Geim | Andre Geim | 1 Good | 2 Good | 1 Dedicated to particular experiment | 0 |  | 1B1 | 1. Process Equipment – Physical | B. Lithography | 1. Optical | EK000 | 20558.97 | 0
EPS | Physics | E00079 | Scanning Microscope | 02-03 | 2005-08-01 |  |  | Scanning Microscope | IT Building |  | 2009-08-01 | Andre Geim | Andre Geim | 1 Good | 2 Good | 1 Dedicated to particular experiment | 0 |  | 3E1 | 3. Materials Characterisation | E. Electron/Ion Microscopy | 1. Scanning | EK000 | 133934.49 | 0
EPS | Physics | E00114 | UVISEL M2XX FUV AGMS Benchtop | 01-02 | 2004-08-01 18:00 |  | Horiba | UVISEL M2XX FUV AGMS Benchtop | Sackville St Building G12 Bio Physics Lab |  | 2009-08-01 | Jian Lu | Jian Lu | 1 Good | 2 Good | 2 General purpose research | 0.2 |  | 1F1 | 1. Process Equipment – Physical | F. Characterisation | 1. Ellipsometry | DPH0310 | 50000 | 0
EPS | Physics | E00115 | UVISEL M2XX FUV AGMS Benchtop | 01-02 | 2004-08-01 18:00 |  | Horiba | UVISEL M2XX FUV AGMS Benchtop | Sackville St Building G12 Bio Physics Lab |  | 2009-08-01 | Jian Lu | Jian Lu | 1 Good | 2 Good | 2 General purpose research | 0.2 |  | 1F1 | 1. Process Equipment – Physical | F. Characterisation | 1. Ellipsometry | APH0561 | 21384 | 0
EPS | Physics | E00117 | Drive System | 01-02 | 2005-08-01 |  |  | Drive System | Lovell Telescope |  | 2009-08-01 | Simon Garrington | [10 empty] | AB140 | 16376.11 | 0
EPS | Physics | E00118 | Microscope | 01-02 | 2005-08-01 |  |  | Microscope | Schuster Nano Lab |  | 2009-08-01 | Andre Geim | Andre Geim | 1 Good | 2 Good | 1 Dedicated to particular experiment | 0 |  | 3E1 | 3. Materials Characterisation | E. Electron/Ion Microscopy | 1. Scanning | EK000 | 95157.25 | 0
EPS | Physics | E00120 | Drive System | 01-02 | 2005-08-01 |  |  | Drive System | Lovell Telescope |  | 2009-08-01 | Simon Garrington | [10 empty] | AB140 | 60848.87 | 0
EPS | Physics | E00129 | Hardware | 01-02 | 2005-08-01 |  |  | Hardware | JBO Computer Room |  | 2009-08-01 | Simon Garrington | [10 empty] | EH012 | 341802 | 0
EPS | Physics | E00160 | Laser System | 00-01 | 2005-08-01 |  |  | Laser System | Schuster 5th Floor Teaching Lab |  | 2009-08-01 | Alan Wardle | Alan Wardle | 1 Good | 2 Good | 3 Research and Teaching | 0.4 |  | 4D3 | 4. Sample Measurement/Analysis | D. Laser | 3. Continuous Wave | AB010 | 51165.38 | 0
EPS | Physics | E00244 | Laser System | 96-97 | 1999-08-01 12:00 |  |  | Laser System | PSI Alan Turing Building |  | 2009-08-01 | Philip Dawson | Philip Dawson | 1 Good | 2 Good | 2 General purpose research | 0.1 |  | 4D3 | 4. Sample Measurement/Analysis | D. Laser | 3. Continuous Wave | E24700 | 5312.4 | 0
EPS | Physics | E00247 | No information | 96-97 | 1999-08-01 12:00 |  |  | No information | PSI Alan Turing Building |  | 2009-08-01 | Philip Dawson | [10 empty] | E24705 | 6794.4 | 0
EPS | Physics | E00305 | Basic SRT kit | 01-02 | 2001-08-01 12:00 |  |  | Basic SRT kit | Sackville St Building G Floor roof lab |  | 2011-08-01 | Jian Lu | Jian Lu | 1 Good | 2 Good | 2 General purpose research | 0.3 | [5 empty] | LC10012 | 12045.7 | 0
EPS | Physics | E00318 | Esteem workstation | 03-04 | 2003-07-01 12:00 |  |  | Esteem workstation | PSI Alan Turing Building |  | 2013-07-01 | Andrew Murray | Andrew Murray | 1 Good | 2 Good | 2 General purpose research | 0.1 |  | 6A3 | 6. Infrastructure | A. IT | 3. Workstation | LC10012 | 8289.9 | 0
EPS | Physics | E00433 | THERMOSONIC 90 BALL & WEDGE BONDER | 05-06 | 2005-07-01 |  | TPT | TPT HB-16 Thermosonic 90 Ball & wedge bonder | 5th Floor particle physics |  | 2009-07-01 | S Watts | S Watts | 1 Good | 2 Good | 2 General purpose research | 0.3 |  | 1E1 | 1. Process Equipment – Physical | E. Packaging | 1. Wire Bonding | AA02649 | 25530 | 0
EPS | Physics | E00457 | Connection charge Defford | 05-06 | 2005-08-01 06:00 |  |  | Connection charge Defford - Jodrell Bank | Underground Linkage between Telescopes |  | 2020-08-01 | Simon Garrington | Simon Garrington | 1 Good | 2 Good | 1 Dedicated to particular experiment | 0 |  | 6a5 | 6. Infrastructure | A. IT | 5. Data Management | LC10012 | 30550 | 8146.6667
EPS | Physics | E00458 | Narrowscan 2400 | 05-06 | 2005-07-01 |  | Continuum & Radiant Dyes | Two Radiant Dyes Narrowscan 2400 D-R dye laser systems (S/N 1154, 1155) | Alan Turing Building G.306 |  | 2009-07-01 | Klaus Muller-Dethlefs | Klaus Muller-Dethlefs and Alisdair Macpherson | 1 Good | 2 Good | 1 Dedicated to particular experiment | 0.1 | CLF NS1http://www.psi.manchester.ac.uk/index.html | 4D5 | 4. Sample Measurement/Analysis | D. Laser | 5. Nanosecond | LC10012 | 51793.25 | 0
EPS | Physics | E00463 | Continuum Powerlite Precision II | 05-06 | 2005-07-01 |  | Continuum & Radiant Dyes | Continuum Powerlite 9020 injection-seeded Nd:YAG laser | Alan Turing Building G.306 |  | 2009-07-01 | Klaus Muller-Dethlefs | Klaus Muller-Dethlefs and Alisdair Macpherson | 1 Good | 2 Good | 2 General purpose research | 0.1 | CLF NS2http://www.psi.manchester.ac.uk/index.html | 4D5 | 4. Sample Measurement/Analysis | D. Laser | 5. Nanosecond | LC10012 | 61100 | 0
EPS | Physics | E00479 | Dark Fibres | 05-06 | 2005-08-01 06:00 |  |  | Dark Fibres - E-Merlin | Underground Linkage between Telescopes |  | 2020-08-01 | Simon Garrington | [10 empty] | LC10012 | 11382.5 | 3035.3333
EPS | Physics | E00480 | E-Merlin | 05-06 | 2005-08-01 06:00 |  |  | E-Merlin | Underground Linkage between Telescopes |  | 2020-08-01 | Simon Garrington | [10 empty] | LC10012 | 41417.18 | 11044.5813
EPS | Physics | E00481 | E-Merlin | 05-06 | 2005-08-01 |  |  | E-Merlin | Underground Linkage between Telescopes |  | 2020-08-01 | Simon Garrington | [10 empty] | LC10012 | 53790.21 | 14344.056
EPS | Physics | E00482 | E-Merlin | 05-06 | 2005-08-01 06:00 |  |  | E-Merlin | Underground Linkage between Telescopes |  | 2020-08-01 | Simon Garrington | [10 empty] | LC10012 | 43982.6 | 11728.6933
EPS | Physics | E00483 | E-Merlin | 05-06 | 2005-08-01 |  |  | E-Merlin | Underground Linkage between Telescopes |  | 2020-08-01 18:00 | Simon Garrington | [10 empty] | LC10012 | 23387.2 | 6236.5867
EPS | Physics | E00486 | Fibre Optic connections | 04-05 | 2004-08-01 06:00 |  |  | Fibre Optic connections - E- Merlin | Underground Linkage between Telescopes |  | 2019-08-01 | Simon Garrington | [10 empty] | LC10012 | 17500 | 3500
EPS | Physics | E00487 | Fibre Optic connections | 04-05 | 2004-08-01 06:00 |  |  | Fibre Optic connections - E- Merlin | Underground Linkage between Telescopes |  | 2019-08-01 | Simon Garrington | [10 empty] | LC10012 | 154183.5 | 30836.7
EPS | Physics | E00492 | Visivector E320-3D System | 04-05 | 2005-08-01 |  |  | Visivector E320-3D System | Schuster NLD pipe lab |  | 2009-08-01 | T Mullin | T Mullin | 1 Good | 2 Good | 2 General purpose research | 0.2 |  | 4C4 | 4. Sample Measurement/Analysis | C. Motion | 4. Fluid | EA010 | 11008.41 | 0
EPS | Physics | E00493 | Cabling Complete | 04-05 | 2004-08-01 06:00 |  |  | Cabling Complete - E - Merlin | Underground Linkage between Telescopes |  | 2019-08-01 | Simon Garrington | [10 empty] | LC10012 | 70161.6 | 14032.32
EPS | Physics | E00496 | Darnhall Cabling Complete | 04-05 | 2004-08-01 06:00 |  |  | Darnhall Cabling Complete - E-Merlin | Underground Linkage between Telescopes |  | 2019-08-01 | Simon Garrington | [10 empty] | LC10012 | 131947.8 | 26389.56
EPS | Physics | E00497 | Defford Civils Complete | 04-05 | 2004-08-01 06:00 |  |  | Defford Civils Complete - E-Merlin | Underground Linkage between Telescopes |  | 2019-08-01 | Simon Garrington | [10 empty] | LC10012 | 93548.8 | 18709.76
EPS | Physics | E00498 | Darnhall Civils Complete | 04-05 | 2004-08-01 06:00 |  |  | Darnhall Civils Complete - E - Merlin | Underground Linkage between Telescopes |  | 2019-08-01 | Simon Garrington | [10 empty] | LC10012 | 175930.4 | 35186.08
EPS | Physics | E00501 | Optical Fibre Network | 04-05 | 2004-08-01 06:00 |  |  | Optical Fibre Network - E - Merlin | Underground Linkage between Telescopes |  | 2019-08-01 | Simon Garrington | [10 empty] | LC10012 | 20774 | 4154.8
EPS | Physics | E00508 | Fibre Optic connections | 04-05 | 2004-08-01 06:00 |  |  | E-Merlin - Fibre Optic Connections | Underground Linkage between Telescopes |  | 2019-08-01 | Simon Garrington | Simon Garrington | [9 empty] | LC10012 | 393108 | 78621.6
EPS | Physics | E00511 | Fibre Optic connections | 04-05 | 2004-08-01 06:00 |  |  | E-Merlin - Fibre Optic Connections | Underground Linkage between Telescopes |  | 2019-08-01 | Simon Garrington | [10 empty] | LC10012 | 17593.04 | 3518.608
EPS | Physics | E00512 | Infinium Scope | 04-05 | 2005-08-01 |  |  | Infinium Scope | Schuster 5th floor Detector Lab |  | 2009-08-01 | S Kolya | S Kolya | 1 Good | 2 Good | 2 General purpose research | 0.1 |  | 4b4 | 4. Sample Measurement/Analysis | B. Electronic | 4. Oscilloscope | EA010 | 32324 | 0
EPS | Physics | E00518 | Dark Fibre | 04-05 | 2004-08-01 06:00 |  |  | E-Merlin - Dark Fibre | Underground Linkage between Telescopes |  | 2019-08-01 | Simon Garrington | [10 empty] | LC10012 | 215160.83 | 43032.166
EPS | Physics | E00519 | Dark Fibre | 04-05 | 2004-08-01 06:00 |  |  | E-Merlin - Dark Fibre | Underground Linkage between Telescopes |  | 2019-08-01 | Simon Garrington | [10 empty] | LC10012 | 161370.62 | 32274.124
EPS | Physics | E00522 | Dark Fibre | 04-05 | 2004-08-01 06:00 |  |  | E-Merlin - Dark Fibre (25% of a lease) | Underground Linkage between Telescopes |  | 2019-08-01 | Simon Garrington | [10 empty] | LC10012 | 9400 | 1880
EPS | Physics | E00523 | Dark Fibre | 04-05 | 2004-08-01 06:00 |  |  | E-Merlin - Dark Fibre (25% of a lease) | Underground Linkage between Telescopes |  | 2019-08-01 | Simon Garrington | [10 empty] | LC10012 | 222515.63 | 44503.126
EPS | Physics | E00526 | E-Merlin | 04-05 | 2004-08-01 06:00 |  |  | E-Merlin | Underground Linkage between Telescopes |  | 2019-08-01 | Simon Garrington | [10 empty] | LC10012 | 21516.08 | 4303.216
EPS | Physics | E00527 | Dark Fibre | 04-05 | 2004-08-01 06:00 |  |  | E-Merlin - Dark Fibre | Underground Linkage between Telescopes |  | 2019-08-01 | Simon Garrington | [10 empty] | LC10012 | 113159.55 | 22631.91
EPS | Physics | E00528 | Dark Fibre | 04-05 | 2004-08-01 06:00 |  |  | E-Merlin - Dark Fibre | Underground Linkage between Telescopes |  | 2019-08-01 | Simon Garrington | [10 empty] | LC10012 | 47968.2 | 9593.64
EPS | Physics | E00531 | Dark Fibre | 04-05 | 2005-08-01 |  |  | E-Merlin - Dark Fibre | Underground Linkage between Telescopes |  | 2009-08-01 | Simon Garrington | [10 empty] | EG063 | 39310.8 | 0
EPS | Physics | E00532 | E-Merlin | 04-05 | 2004-08-01 06:00 |  |  | E-Merlin | Underground Linkage between Telescopes |  | 2019-08-01 | Simon Garrington | [10 empty] | LC10012 | 150879.4 | 30175.88
EPS | Physics | E00533 | E-Merlin | 04-05 | 2004-08-01 06:00 |  |  | E-Merlin | Underground Linkage between Telescopes |  | 2019-08-01 | Simon Garrington | [10 empty] | LC10012 | 63957.6 | 12791.52
EPS | Physics | E00539 | Dark Fibre | 04-05 | 2005-08-01 |  |  | E-Merlin - Dark Fibre | Underground Linkage between Telescopes |  | 2009-08-01 | Simon Garrington | [10 empty] | EG062 | 21483.7 | 0
EPS | Physics | E00541 | Footprints | 04-05 | 2004-08-01 06:00 |  |  | E-Merlin - Footprints | Underground Linkage between Telescopes |  | 2019-08-01 | Simon Garrington | [10 empty] | LC10012 | 14335 | 2867
EPS | Physics | E00545 | Minilab Vacuum deposition system | 04-05 | 2005-08-01 |  |  | Minilab Vacuum deposition system | Schuster Nano Lab |  | 2009-08-01 | Andre Geim | Andre Geim | 1 Good | 2 Good | 1 Dedicated to particular experiment | 0 |  | 1A6 | 1. Process Equipment – Physical | A. Thin Film Deposition | 6. Electrodeposition | EK000 | 12319.52 | 0
EPS | Physics | E00646 | VARIABLE FIELD MAGNETRON SPLIT | 98-99 | 1999-08-01 12:00 |  |  | VARIABLE FIELD MAGNETRON SPLIT | Moved to Liverpool University | 552848 | 2009-08-01 |  |  | 1 Good | 2 Good |  | 0 | [5 empty] | A24979 | 6805.8 | 0
EPS | Physics | E00657 | Detector Development Apparatus | 07-08 | 2007-08-01 |  |  | Detector Development Apparatus | Schuster Building, Fifth Floor Detector Lab | 309034 | 2011-08-01 | S Watts | S Watts | 1 Good | 2 Good |  | 0 | [5 empty] | AA02620 | 94268.45 | 0
EPS | Physics | E00659 | Wave Vector Network Analyser | 07-08 | 2008-01-01 |  | Rodhe and | Millimetre Wave Vector Network Analyser | Sackville St Building F6 Astro Tech Lab | 285512 | 2012-01-01 | Lucio Picirillo | Bruno Maffei | 1 Good | 2 Good | 2 General purpose research | 0.1 | Sackville St. Building F6 - Astro Tech Lab | 3B1 | 3. Materials Characterisation | B. Spectrometry | 1. Spectrophotometry | FB00046 | 97913.06 | 0
EPS | Physics | E00763 | Plasmalab System 100 ICP65 | 09-10 | 2010-10-01 |  | Oxford Instruments | Plasmalab System 100 ICP65 | IT Building | 598303 | 2014-10-01 | Andre Geim | Andre Geim | 1 Good | 2 Good | 1 Dedicated to particular experiment | 0 |  | 1A7 | 1. Process Equipment – Physical | A. Thin Film Deposition | 7. Ion Beam Deposition | AA09727 | 77211 | 0
EPS | Physics | E00763 | Plasmalab System 100 ICP65 | [19 empty] | R107472 | 98611.88 | 0
EPS | Physics | E00770 | XYZ CNC Lathe | 09-10 | 2010-04-01 |  |  | XYZ CNC Lathe |  | 657283 | 2014-04-01 | Ian Derbyshire | Ian Derbyshire | 1 Good | 2 Good | 2 General purpose research | 0.1 |  | 6C1 | 6. Infrastructure | C. Workshop | 1. CNC Machines | AA02554 | 25368.25 | 0
EPS | Physics | E00782 | E-Merlin capital costs | 09-10 | 2011-01-01 |  |  | E-Merlin capital costs |  |  | 2015-01-01 | [11 empty] | FA00408 | 357922.47 | 0
EPS | Physics | E00864 | Customized superconducting magnet system | 12-13 | 2011-08-01 |  | Oxford Instruments | Customized superconducting magnet system | Schuster Building - Graphene Group | 996599 | 2015-08-01 | Prof. Novoselov | Prof. Novoselov | 1 Good | 1 State of art | 1 Dedicated to particular experiment | 0 |  | 6D6 | 6. Infrastructure | D. Laboratory | 6. Electromagnetic Screening | WA00860 | 84864 | 0
EPS | Physics | E00870 | Capacitance Bridge AH2700A - Cinzia Casiraghi Graphene | 12-13 | 2011-08-01 |  | Andeen Hagerling | Capacitance Bridge AH2700A - Cinzia Casiraghi Graphene | Schuster Building - Graphene Group | 1022273 | 2015-08-01 | Prof. Novoselov | Prof. Novoselov | 1 Good | 1 State of art | 1 Dedicated to particular experiment | 0 |  | 4b4 | 4. Sample Measurement/Analysis | B. Electronic | 4. Oscilloscope | WA00860 | 37878 | 0
EPS | Physics | E00872 | Central Compressors Consultants Ltd V130-WL | 12-13 | 2013-03-01 |  | Central Compressors Consultants Ltd | Helium Compressor (Form part of Helium Liquifier Plant) | Schuster Building Sub-Basement | 947240/1065705 | 2017-03-01 | Stan Gillott and Andrei Golov | Andrei Golov | 1 Good | 1 State of art | 2 General purpose research | 0 |  | 6E1 | 6. Infrastructure | E. Cryogenic | 1. Liquefier | AA02569 | 51546.47 | 7517.1935
EPS | Physics | E00937 | Spectroscopic ellipsometer M2000U | 13-14 | 2013-12-01 |  | J A Woollam, USA | Dynamic measurement of nanofilm growth detected from elliptical signal changes. | Room 3.18, Schuster Building | 1144543 | 2017-12-01 | Jamie Fearnley | Jian R Lu | 1 Good | 2 Good | 1 Dedicated to particular experiment | 0 | Biological Physics Lab | 3a4 | 3. Materials Characterisation | A. Spectroscopy | 4. Optical | AA09727 | 80936.4 | 26978.8
EPS | Physics | R0011 | Hardware | 01-02 | 2006-08-01 06:00 |  | 2 | Hardware | Schuster 5th Floor Particle Physics Lab |  | 2009-08-01 | [5 empty] | 0 | [5 empty] | LE00109 | 90416.3 | 0
EPS | Physics | R0016 | Hardware | 01-02 | 2006-08-01 06:00 |  | 2 | Hardware | PSI Alan Turing Building |  | 2009-08-01 | Mark Dickinson | Mark Dickinson | 1 Good | 2 Good | 2 General purpose research | 0.1 |  | 6D7 | 6. Infrastructure | D. Laboratory | 7. Optical | LE00109 | 30865 | 0
EPS | Physics | R0017 | High Voltage Equip | 01-02 | 2006-08-01 06:00 |  | 2 | High Voltage Equip | Nuclear Group - Grenoble France |  | 2009-08-01 | S Freeman | [10 empty] | LE00109 | 10157.88 | 0
EPS | Physics | R0019 | Hardware | 01-02 | 2006-08-01 06:00 |  | 2 | Hardware | Schuster 5th Floor Particle Physics Lab |  | 2009-08-01 | [5 empty] | 0 | [5 empty] | LE00109 | 90416.3 | 0
EPS | Physics | R0020 | Software | 01-02 | 2006-08-01 06:00 |  | 2 | Software | Schuster 5th Floor Particle Physics Lab |  | 2009-08-01 | [5 empty] | 0 |  | 6a5 | 6. Infrastructure | A. IT | 5. Data Management | LE00109 | 1129.18 | 0
EPS | Physics | R0034 | Nanoscope | 01-02 | 2006-08-01 06:00 |  | 2 | Nanoscope | Nano Physics - Computer Science Building |  | 2009-08-01 | Andre Geim | Andre Geim | 1 Good | 2 Good | 1 Dedicated to particular experiment | 0 |  | 6D7 | 6. Infrastructure | D. Laboratory | 7. Optical | LE00109 | 115267.5 | 0
EPS | Physics | R0072 | Microscope | 01-02 | 2006-08-01 06:00 |  | 2 | Microscope | Nano Physics - Computer Science Building |  | 2009-08-01 | Andre Geim | Andre Geim | 1 Good | 2 Good | 1 Dedicated to particular experiment | 0 |  | 6D7 | 6. Infrastructure | D. Laboratory | 7. Optical | LE00109 | 63165.51 | 0
EPS | Physics | R0073 | laser | 01-02 | 2006-08-01 06:00 |  | 2 | Laser | Cern Switzerland |  | 2009-08-01 | Jonathan Billowes | [10 empty] | LE00109 | 50566 | 0
EPS | Physics | R0075 | Microscope | 01-02 | 2006-08-01 06:00 |  | 2 | Microscope | Nano Physics - Computer Science Building |  | 2009-08-01 | Andre Geim | Andre Geim | 1 Good | 2 Good | 1 Dedicated to particular experiment | 0 |  | 3E1 | 3. Materials Characterisation | E. Electron/Ion Microscopy | 1. Scanning | LE00109 | 95157.25 | 0
EPS | Physics | R0076 | Microscope | 01-02 | 2006-08-01 06:00 |  | 2 | Microscope | Nano Physics - Computer Science Building |  | 2009-08-01 | Andre Geim | Andre Geim | 1 Good | 2 Good | 1 Dedicated to particular experiment | 0 |  | 3E1 | 3. Materials Characterisation | E. Electron/Ion Microscopy | 1. Scanning | LE00109 | -95157.25 | 0
EPS | Physics | R0080 | Magnet | 01-02 | 2006-08-01 06:00 |  | 2 | Magnet | Schuster Nano Lab |  | 2009-08-01 | Andre Geim | Andre Geim | 1 Good | 2 Good | 1 Dedicated to particular experiment | 0 |  | 6D6 | 6. Infrastructure | D. Laboratory | 6. Electromagnetic Screening | LE00109 | 11008.58 | 0
EPS | Physics | R0081 | Shields | 01-02 | 2006-08-01 06:00 |  | 2 | Shields | Nuclear Group - Grenoble France |  | 2009-08-01 | S Freeman | [10 empty] | LE00109 | 51670.45 | 0
EPS | Physics | R0082 | Workstation | 01-02 | 2006-08-01 06:00 |  | 2 | Workstation | Schuster 5th Floor Particle Physics Lab |  | 2009-08-01 | T Wyatt | T Wyatt | 1 Good | 2 Good | 1 Dedicated to particular experiment | 0 |  | 6A3 | 6. Infrastructure | A. IT | 3. Workstation | LE00109 | 82000 | 0
EPS | Physics | R0086 | Optics | 01-02 | 2006-08-01 06:00 |  | 2 | Optics | Jyvaskyla Finland |  | 2009-08-01 | Jonathan Billowes | [10 empty] | LE00109 | 50000 | 0
EPS | Physics | R0093 | Magnet | 01-02 | 2006-08-01 06:00 |  | 2 | Magnet | Schuster Nano Lab |  | 2009-08-01 | Andre Geim | Andre Geim | 1 Good | 2 Good | 1 Dedicated to particular experiment | 0 |  | 6D6 | 6. Infrastructure | D. Laboratory | 6. Electromagnetic Screening | LE00109 | 18800 | 0
EPS | Physics | R0097 | Anit-Compton Sheilds | 01-02 | 2006-08-01 06:00 |  | 2 | Anit-Compton Sheilds | Nuclear Group - Grenoble France |  | 2009-08-01 | S Freeman | [10 empty] | LE00109 | 49434.16 | 0
EPS | Physics | R0100 | Exogam clover detector | 02-03 | 2006-08-01 06:00 |  | 2 | Exogam clover detector | Nuclear Group - Chicago |  | 2009-08-01 | S Freeman | [10 empty] | LE00109 | 90108.4 | 0
EPS | Physics | R0103 | Ortec Great Clover detector | 02-03 | 2006-08-01 06:00 |  | 2 | Ortec Great Clover detector | Nuclear Group - Chicago |  | 2009-08-01 | S Freeman | [10 empty] | LE00109 | 68150 | 0
EPS | Physics | R0112 | Network Analyzer | 02-03 | 2006-08-01 06:00 |  |  | Network Analyzer | Schuster 5th floor Detector Lab |  | 2009-08-01 | S Kolya | S Kolya | 1 Good | 2 Good | 2 General purpose research | 0.2 |  | 4B1 | 4. Sample Measurement/Analysis | B. Electronic | 1. Network Analyser | LE00109 | 25972.84 | 0
EPS | Physics | R0117 | Tmx 2000 Scanning Microscope | 02-03 | 2006-08-01 06:00 |  |  | Tmx 2000 Scanning Microscope | Schuster Nano Lab |  | 2009-08-01 | Andre Geim | Andre Geim | 1 Good | 2 Good | 1 Dedicated to particular experiment | 0 |  | 3E1 | 3. Materials Characterisation | E. Electron/Ion Microscopy | 1. Scanning | LE00109 | 42274.11 | 0
EPS | Physics | R0122 | Exogam clover detector | 02-03 | 2006-08-01 06:00 |  |  | Exogam clover detector | Nuclear Group- Chicago |  | 2009-08-01 | S Freeman | [10 empty] | LE00109 | 11263.55 | 0
EPS | Physics | R0132 | 36 Segment GE Detector | 02-03 | 2006-08-01 06:00 |  |  | 36 Segment GE Detector | Nuclear Group- Chicago |  | 2009-08-01 | S Freeman | [10 empty] | LE00109 | 120611.4 | 0
EPS | Physics | R0163 | Exogam clover detector | 03-04 | 2006-08-01 06:00 |  |  | Exogam clover detector | Nuclear Group- Chicago |  | 2009-08-01 | S Freeman | [10 empty] | LE00109 | 56317.75 | 0
EPS | Physics | R0169 | Exogam clover detector | 03-04 | 2006-08-01 06:00 |  |  | Exogam clover detector | Nuclear Group- Chicago |  | 2009-08-01 | S Freeman | [10 empty] | LE00109 | 11263.55 | 0
EPS | Physics | R0180 | Superconducting Magnet | 03-04 | 2006-08-01 06:00 |  |  | Superconducting Magnet | Schuster Nano Lab |  | 2009-08-01 | Andre Geim | Andre Geim | 1 Good | 2 Good | 1 Dedicated to particular experiment | 0 |  | 6D6 | 6. Infrastructure | D. Laboratory | 6. Electromagnetic Screening | LE00109 | 19661.86 | 0
EPS | Physics | R0191 | Exogam clover detector | 03-04 | 2006-08-01 06:00 |  |  | Exogam clover detector | Nuclear Group- Chicago |  | 2009-08-01 | S Freeman | [10 empty] | LE00109 | 85187.5 | 0
EPS | Physics | R0194 | Exogam clover detector | 03-04 | 2006-08-01 06:00 |  |  | Exogam clover detector | Nuclear Group- Chicago |  | 2009-08-01 | S Freeman | [10 empty] | LE00109 | 17037.5 | 0
EPS | Physics | R0200 | Superconducting Magnet | 03-04 | 2006-08-01 06:00 |  |  | Superconducting Magnet | Schuster Nano Lab |  | 2009-08-01 | Andre Geim | Andre Geim | 1 Good | 2 Good | 1 Dedicated to particular experiment | 0 |  | 6D6 | 6. Infrastructure | D. Laboratory | 6. Electromagnetic Screening | LE00109 | 19661.86 | 0
EPS | Physics | R0264 | Safety Cabinet | 03-04 | 2006-08-01 06:00 |  |  | Safety Cabinet | Schuster Bio lab |  | 2009-08-01 | Jian Lu | Jian Lu | 1 Good | 2 Good | 1 Dedicated to particular experiment | 0 |  | 6d3 | 6. Infrastructure | D. Laboratory | 3. Controlled Environment | LE00109 | 7499 | 0
EPS | Physics | R0265 | Photomultiplier | 03-04 | 2006-08-01 06:00 |  |  | MCP-Photomultiplier | PSI Alan Turing Building |  | 2009-08-01 | Philip Dawson | Philip Dawson | 1 Good | 2 Good | 2 General purpose research | 0.1 |  | 3B1 | 3. Materials Characterisation | B. Spectrometry | 1. Spectrophotometry | LE00109 | 10516.25 | 0
EPS | Physics | R0266 | OPTHOS - Microwave generator | 03-04 | 2006-08-01 06:00 |  | Opthos Instruments | OPTHOS - Microwave generator | SEAES Simon Building |  | 2009-08-01 | Carl Percival | Carl Percival |  |  |  | 0 | [5 empty] | LE00109 | 6033.87 | 0
EPS | Physics | R0320 | Fibre Optic connections | 04-05 | 2006-08-01 06:00 |  |  | E-Merlin - Fibre Optic Connections | Underground Linkage between Telescopes |  | 2009-08-01 | Simon Garrington | [10 empty] | LE00109 | 294831 | 0
EPS | Physics | R0336 | Fibre Optic connections | 04-05 | 2006-08-01 06:00 |  |  | Fibre Optic connections - E- Merlin | Underground Linkage between Telescopes |  | 2009-08-01 | Simon Garrington | [10 empty] | LE00109 | 29375 | 0
EPS | Physics | R0337 | Fibre Optic connections | 04-05 | 2006-08-01 06:00 |  |  | Fibre Optic connections - E- Merlin | Underground Linkage between Telescopes |  | 2009-08-01 | Simon Garrington | [10 empty] | LE00109 | 29375 | 0
EPS | Physics | R0338 | Visivector E320-3D System | 04-05 | 2006-08-01 06:00 |  |  | Visivector E320-3D System | Schuster NLD pipe lab |  | 2009-08-01 | T Mullin | T Mullin | 1 Good | 2 Good | 2 General purpose research | 0.2 |  | 4C4 | 4. Sample Measurement/Analysis | C. Motion | 4. Fluid | LE00109 | 20018.34 | 0
EPS | Physics | R0339 | Visivector E320-3D System | 04-05 | 2006-08-01 06:00 |  |  | Visivector E320-3D System | Schuster NLD pipe lab |  | 2009-08-01 | T Mullin | T Mullin | 1 Good | 2 Good | 2 General purpose research | 0.2 |  | 4C4 | 4. Sample Measurement/Analysis | C. Motion | 4. Fluid | LE00109 | 2504.81 | 0
EPS | Physics | R0341 | Fibre Optic connections | 04-05 | 2006-08-01 06:00 |  |  | Fibre Optic connections - E- Merlin | Underground Linkage between Telescopes |  | 2009-08-01 | Simon Garrington | [10 empty] | LE00109 | 41250 | 0
EPS | Physics | R0343 | Dark Fibres | 05-06 | 2006-08-01 06:00 |  |  | Dark Fibres - E-Merlin | Underground Linkage between Telescopes |  | 2009-08-01 | Simon Garrington | [10 empty] | R011531 | 29375 | 0
EPS | Physics | R0344 | Fibre Optic connections | 05-06 | 2006-08-01 06:00 |  |  | E-Merlin - Fibre Optic Connections | Underground Linkage between Telescopes |  | 2009-08-01 | Simon Garrington | [10 empty] | R010874 | 56780.75 | 0
EPS | Physics | R0346 | Dark Fibres | 05-06 | 2006-08-01 06:00 |  |  | Dark Fibres - E-Merlin | Underground Linkage between Telescopes |  | 2009-08-01 | Simon Garrington | [10 empty] | R011531 | 12000 | 0
EPS | Physics | R0379 | Model UHSAS spectrometer | 05-06 | 2006-08-01 06:00 |  | Particle Metrics Inc (DMT) | Particle Metrics Inc - Model UHSAS spectrometer | Schuster Bio lab |  | 2009-08-01 | Jian Lu | Jian Lu | 1 Good | 2 Good | 2 General purpose research | 0.2 |  | 3b3 | 3. Materials Characterisation | B. Spectrometry | 3. Mass Spectrometry | R013423 | 35110.91 | 0
EPS | Physics | R0392 | Visivector E320-3D System | 05-06 | 2006-08-01 06:00 |  |  | 50% balance of Visivector E320-3D System | Schuster NLD pipe lab |  | 2009-08-01 | T Mullin | T Mullin | 1 Good | 2 Good | 2 General purpose research | 0.1 |  | 4C4 | 4. Sample Measurement/Analysis | C. Motion | 4. Fluid | R010912 | 33531.57 | 0
EPS | Physics | R0400 | SPECIAL DETECTOR | 05-06 | 2006-08-01 06:00 |  |  | 127B102 NAL SPECIAL DETECTOR TO DRAWING | Nuclear Group, Schuster - used worldwide |  | 2009-08-01 | Gavin Smith | [10 empty] | R012144 | 40198.8 | 0
EPS | Physics | R0414 | Analight Bio 200 Poplarisation Interferometer | 06-07 | 2006-09-01 06:00 |  | Farfield | Analight Bio 200 Poplarisation Interferometer. Operational software installation, Service and support. | Schuster Bio lab |  | 2009-09-01 | Jian Lu | Jian Lu | 1 Good | 2 Good | 2 General purpose research | 0.1 |  | 6a5 | 6. Infrastructure | A. IT | 5. Data Management | R100744 | 72598 | 0
EPS | Physics | R0422 | Millennia 15, Tsunami, Empower, Spitfire Pro, HG, PulseSelect-Dual & TOPAS-C | 06-07 | 2007-01-01 06:00 |  | Spectra-Physics, GWU, APE & Light Conversion | Ultrafast Laser System - Diode-Pumped Solid State laser pumping a high power, dual femto/pico-Ti:Sa oscillator with a dual pulse-picker and SHG/THG unit. The oscillator seeds a Ti:Sa amplifier which pumps an OPA with SHG, SFG, FHG & DFG for <120fs, 1kHz operation from 240-20,000nm. | Daresbury Labs |  | 2010-01-01 | W Flavell | Darren Graham | 1 Good | 2 Good | 1 Dedicated to particular experiment | 0.1 |  | 4D6 | 4. Sample Measurement/Analysis | D. Laser | 6. Picosecond | R100219 | 33646.53 | 0
EPS | Physics | R0423 | Millennia 15, Tsunami, Empower, Spitfire Pro, HG, PulseSelect-Dual & TOPAS-C | 06-07 | 2007-01-01 06:00 |  | Spectra-Physics, GWU, APE & Light Conversion | Ultrafast Laser System - Diode-Pumped Solid State laser pumping a high power, dual femto/pico-Ti:Sa oscillator with a dual pulse-picker and SHG/THG unit. The oscillator seeds a Ti:Sa amplifier which pumps an OPA with SHG, SFG, FHG & DFG for <120fs, 1kHz operation from 240-20,000nm. | Daresbury Labs |  | 2010-01-01 | W Flavell | Darren Graham | 1 Good | 2 Good | 1 Dedicated to particular experiment | 0.1 |  | 4D6 | 4. Sample Measurement/Analysis | D. Laser | 6. Picosecond | R100219 | 37000 | 0
EPS | Physics | R0424 | TOPAS C | 06-07 | 2007-01-01 06:00 |  | Spectra-Physics, GWU, APE & Light Conversion | TOPAS C (tuning range 240nm to 20 microns) | Daresbury Labs |  | 2010-01-01 | W Flavell | Darren Graham | 1 Good | 2 Good | 1 Dedicated to particular experiment | 0.1 |  | 4D6 | 4. Sample Measurement/Analysis | D. Laser | 6. Picosecond | R100219 | 39237.25 | 0
EPS | Physics | R0425 | Millennia 15, Tsunami, Empower, Spitfire Pro, HG, PulseSelect-Dual & TOPAS-C | 06-07 | 2007-01-01 06:00 |  | Spectra-Physics, GWU, APE & Light Conversion | Ultrafast Laser System - Diode-Pumped Solid State laser pumping a high power, dual femto/pico-Ti:Sa oscillator with a dual pulse-picker and SHG/THG unit. The oscillator seeds a Ti:Sa amplifier which pumps an OPA with SHG, SFG, FHG & DFG for <120fs, 1kHz operation from 240-20,000nm. | Daresbury Labs |  | 2010-01-01 | W Flavell | Darren Graham | 1 Good | 2 Good | 1 Dedicated to particular experiment | 0.1 |  | 4D6 | 4. Sample Measurement/Analysis | D. Laser | 6. Picosecond | R100219 | 40243.5 | 0
EPS | Physics | R0426 | Millennia 15, Tsunami, Empower, Spitfire Pro, HG, PulseSelect-Dual & TOPAS-C | 06-07 | 2007-01-01 06:00 |  | Spectra-Physics, GWU, APE & Light Conversion | Ultrafast Laser System - Diode-Pumped Solid State laser pumping a high power, dual femto/pico-Ti:Sa oscillator with a dual pulse-picker and SHG/THG unit. The oscillator seeds a Ti:Sa amplifier which pumps an OPA with SHG, SFG, FHG & DFG for <120fs, 1kHz operation from 240-20,000nm. | Daresbury Labs |  | 2010-01-01 | W Flavell | Darren Graham | 1 Good | 2 Good | 1 Dedicated to particular experiment | 0.1 |  | 4D6 | 4. Sample Measurement/Analysis | D. Laser | 6. Picosecond | R100219 | 43825.82 | 0
EPS | Physics | R0431 | M-2000X ELLIPSOMETER | 06-07 | 2007-01-01 06:00 |  | J A Woollam | J A WOOLLAM M-2000X ELLIPSOMETER (Specification attached) | Schuster Bio lab |  | 2010-01-01 | Jian Lu | Jian Lu | 1 Good | 2 Good | 1 Dedicated to particular experiment | 0 |  | 1F1 | 1. Process Equipment – Physical | F. Characterisation | 1. Ellipsometry | R100842 | 93907.29 | 0
EPS | Physics | R0438 | TT4 Cryogenic Probe | 06-07 | 2006-12-01 06:00 |  |  | TT4 Cryogenic Probe | Schuster Nano Lab |  | 2009-12-01 | Andre Geim | Andre Geim | 1 Good | 2 Good | 1 Dedicated to particular experiment | 0 |  | 4A5 | 4. Sample Measurement/Analysis | A. Cryogenic | 5. milli-Kelvin | R100441 | 48001.27 | 0
EPS | Physics | R0458 | CONTINUUM OPO PANTHER | 07-08 | 2007-11-01 |  | Continuum | CONTINUUM OPO PANTHER EX SYSTEM WITH SURELITE 11-10 | Schuster Nano Lab | 237944 | 2010-11-01 18:00 | Alexander Grigorenko | Alexander Grigorenko | 1 Good | 2 Good | 1 Dedicated to particular experiment | 0 |  | 4D5 | 4. Sample Measurement/Analysis | D. Laser | 5. Nanosecond | R012239 | 44600 | 0
EPS | Physics | R0525 | Rf Shielded container | 08-09 | 2009-08-01 |  |  | RF SHIELDED CONTAINER WITH RF SHIELDED DOOR & CABLE PENETRATION PANEL | JBO Bunker | 387751 | 2012-08-01 18:00 | Roshene McCool | [10 empty] | R100441 | 69322.5 | 0
EPS | Physics | R0556 | N-MOM-R | 08-09 | 2009-04-01 |  |  | N-MOM-R | Computer Science Building | 402679 | 2012-04-01 18:00 | Andre Geim | Andre Geim | 1 Good | 2 Good | 1 Dedicated to particular experiment | 0 | [5 empty] | R100441 | 63890.81 | 0
EPS | Physics | R0559 | Piano Focale | 08-09 | 2009-07-01 |  |  | Piano Focale |  | 262461 | 2012-07-01 18:00 | Lucio Picirillo | Lucio Picirillo | 1 Good | 2 Good | 1 Dedicated to particular experiment | 0.5 | [5 empty] | R101505 | 43433.96 | 0
EPS | Physics | R0559 | Piano Focale | 09-10 | 2009-11-01 |  |  | Piano Focale |  | 262461 | 2012-11-01 18:00 | Lucio Picirillo | Lucio Picirillo | 1 Good | 2 Good | 1 Dedicated to particular experiment | 0.5 | [5 empty] | R111421 | 90321.33 | 0
EPS | Physics | R0567 | Vacuum Clean Environment Chamber | 08-09 | 2009-03-01 |  |  | Vacuum Clean Environment Chamber | Computer Science Building | 332709 | 2012-03-01 18:00 | Andre Geim | Andre Geim | 1 Good | 2 Good | 2 General purpose research | 0 |  | 1D3 | 1. Process Equipment – Physical | D. Controlled Environment | 3. Glove Box | R100170 | 25153.23 | 0
EPS | Physics | R0573b | Veeco Dimension SPM System | 09-10 | 2010-02-01 |  | Veeco | Veeco AFM DM-SYS Dimension SPM System | Kilburn Building - IT128 | 498597 | 2012-10-02 | Thomas Thomson | Thomas Thomson | 1 Good | 2 Good | 2 General purpose research | 0.2 |  | 3f1 | 3. Materials Characterisation | F. Surface Probe Microscopy | 1. Atomic Force | AA09727 | 74970.63 | 0
EPS | Physics | R0574 | Laserwriter | 09-10 | 2009-05-01 |  |  | laserwriter | Computer Science Building | 509924 | 2012-05-01 18:00 | Andre Geim | Andre Geim | 1 Good | 2 Good | 1 Dedicated to particular experiment | 0 |  | 1b4 | 1. Process Equipment – Physical | B. Lithography | 4. Laser (Direct-Write) | AA09727 | 136793.67 | 0
EPS | Physics | R0576 | Mask Aligner | 09-10 | 2010-02-01 |  |  | Mask Aligner | SCHUSTER NANO LABS | 513468 | 2013-02-01 18:00 | Andre Geim | Andre Geim | 1 Good | 2 Good | 1 Dedicated to particular experiment | 0 |  | 1B1 | 1. Process Equipment – Physical | B. Lithography | 1. Optical | AA09727 | 111800 | 0
EPS | Physics | R0591 | Glovebox | 08-09 | 2009-07-01 |  |  | Glovebox | 2nd Floor Labs, Schuster Building. | 492073 | 2012-07-01 18:00 | Andre Geim | Andre Geim | 1 Good | 2 Good | 1 Dedicated to particular experiment | 0 |  | 1D3 | 1. Process Equipment – Physical | D. Controlled Environment | 3. Glove Box | R107472 | 31024.55 | 0
EPS | Physics | R0591 | Glovebox | 09-10 | 2010-06-01 |  |  | Glovebox | 2nd Floor Labs, Schuster Building. | 492073 | 2013-06-01 18:00 | Andre Geim | Andre Geim | 1 Good | 2 Good | 1 Dedicated to particular experiment | 0 |  | 1D3 | 1. Process Equipment – Physical | D. Controlled Environment | 3. Glove Box | R107472 | -31290.98 | 0
EPS | Physics | R0628 | SKADS Aperture Array Measurements | 09-10 | 2009-12-01 |  |  | SKADS Aperture Array Measurements |  | 529049 | 2012-12-01 18:00 | Peter Wilkinson |  | 1 Good | 2 Good | [7 empty] | R100441 | 40250 | 0
EPS | Physics | R0632 | Square Kilometre Array | 09-10 | 2009-12-01 |  |  | Square Kilometre Array |  | 348881 | 2012-12-01 18:00 | Peter Wilkinson |  | 1 Good | 2 Good | [7 empty] | R100441 | 45736.65 | 0
EPS | Physics | R0686 | Quantum Design Magnetometer | 09-10 | 2010-06-01 |  |  | Quantum Design Magnetometer |  | 679170 | 2013-06-01 18:00 |  |  | 1 Good | 2 Good |  | 0 | [5 empty] | R107472 | 267283.53 | 0
EPS | Physics | R0694 | H425T2i and HX425S-36i | 10-11 | 2010-10-01 |  | Viglen Ltd | They comprise large storage systems using RAID-6 disk arrays to provide fault-tolerant hosting of data, which can be accessed at high speed by our other machines. | Reynold House, Archway, Hulme, Manchester | 698894 | 2013-10-01 | Alessandra Forti | Alessandra Forti | 1 Good | 2 Good | 1 Dedicated to particular experiment | 0 |  | 6a5 | 6. Infrastructure | A. IT | 5. Data Management | R106664 | 297200.68 | 0
EPS | Physics | R0694 | H425T2i and HX425S-36i | [7 empty] | 2013-10-01 18:00 | Alessandra Forti | Alessandra Forti | 1 Good | 2 Good | 1 Dedicated to particular experiment | 0 |  | 6a5 | 6. Infrastructure | A. IT | 5. Data Management | R112041 | 111962.95 | 0
EPS | Physics | R0730 | Special KelvinoxMX250 dilution refrigerator | 10-11 | 2011-10-01 |  | Oxford Instruments Nanotechnolory Tools Ltd | A cryogenic dilution refrigerator. base temp of 13 millikelvin, cooling power of 290 microwatts at 100 millikelvin. Thermometer calibrated to 50 millikelvin. Samples up to 90 mm in size. The refrigerator is an integral component of a rotating cryostat (30 RPM) | Schuster Building, Low Temp Group | 771512 | 2014-10-01 | Paul Walmsley | Paul Walmsley | 1 Good | 2 Good | 1 Dedicated to particular experiment | 0 |  | 4A5 | 4. Sample Measurement/Analysis | A. Cryogenic | 5. milli-Kelvin | R112296 | 117545.14 | 0
EPS | Physics | R0745 | Raman spectrometer | 10-11 | 2011-03-01 |  |  | Raman Spectrometer |  | 780041 | 2014-03-01 |  |  | 1 Good | 2 Good |  | 0 |  | 3A1 | 3. Materials Characterisation | A. Spectroscopy | 1. Raman | R107472 | 20000 | 0
EPS | Physics | R0745 | Raman spectrometer | [19 empty] | R111954 | 24000 | 0
EPS | Physics | R0745 | Raman spectrometer | [19 empty] | R112593 | 13373.33 | 0
EPS | Physics | R0745 | Raman spectrometer | [13 empty] | 0 |  | 3A1 | 3. Materials Characterisation | A. Spectroscopy | 1. Raman | AA08312 | 25000 | 0
EPS | Physics | R0745 | Raman spectrometer | [19 empty] | R112417 | 65000 | 0
EPS | Physics | R0777 | Spectra Physics Tsuinami system | 10-11 | 2011-10-01 |  | Newport Spectra-Physics & APE | Femto second laser system (Laser Photonics Research) | Alan turing 1.303 | 828858 | 2014-10-01 | Phil Dawson | Philip Dawson | 1 Good | 2 Good | 1 Dedicated to particular experiment | 0 |  | 4D6 | 4. Sample Measurement/Analysis | D. Laser | 6. Picosecond | R112736 | 143267.4 | 0
EPS | Physics | R0785 | Millennia Prime 15, Tsunami 3960C-15HP, PulseSelect, Harmonixx THG | 10-11 | 2011-07-01 |  | Newport Spectra-Physics & APE | Ultrafast Laser System - high-power, broadband tunable, lok-to-clock femto/pico-Ti:Sa laser with pulse picker and SHG/THG units for ~100fs/2ps/30ps, <80MHz operation from >230-1060nm (with gaps) | Alan Turing Building 1.303 | 828861 | 2014-07-01 18:00 | Philip Dawson | Philip Dawson | 1 Good | 2 Good | 1 Dedicated to particular experiment | 0 |  | 4D6 | 4. Sample Measurement/Analysis | D. Laser | 6. Picosecond | R112736 | 69632.4 | 0
EPS | Physics | R0796 | N5230C PNA-L network analyser | 11-12 | 2012-03-01 |  | Agilent | Precision Coaxial Wire Measurement |  | 869587 | 2015-03-01 18:00 |  |  | 1 Good | 2 Good |  | 0 |  | 4B1 | 4. Sample Measurement/Analysis | B. Electronic | 1. Network Analyser | R112788 | 44342.11 | 0
EPS | Physics | R0801 | SN-20738_01 Cubicle | 11-12 | 2012-07-01 |  | Parker Hannifin Ltd | SN-20738_01 Cubicle |  | 840560 | 2015-07-01 18:00 |  |  | 1 Good | 2 Good | [7 empty] | R111184 | 41680.32 | 0
EPS | Physics | R0805 | GSE V Panel Simulator | 11-12 | 2012-07-01 |  | GSE | FEG Environmental SEM incorporating multiple detectors | NTEC Suite, 2nd Floor Shuster Building | 899989 | 2012-07-01 | John Roberts | Tim Abram | 1 Good | 2 Good | 3 Research and Teaching | 0.3 | Centre for Nuclear Energy Technology | 5a1 | 5. Large Scale Instruments | A. Simulated Environments | 1. Driving | R111951 | 1045.6 | 0
EPS | Physics | R0806 | Millennia Prime 10 | 11-12 | 2012-07-01 |  |  | Millennia Prime 10 |  | 901646 | 2015-07-01 18:00 |  |  | 1 Good | 2 Good | [7 empty] | R113816 | 30000 | 0
EPS | Physics | R0854 | 18/20 Tesla magnet in low loss cryostat | 12-13 | 2012-12-01 |  | Cryogenic Ltd | to perform transport measurements at low temperatures and high magnetic fields | Schuster Bldg, Rm 2.21 | 770133 | 2014-03-01 19:48 | Prof. Novoselov | Kostya Novoselove | 1 Good | 2 Good | 1 Dedicated to particular experiment | 0 |  | 3M3 | 3. Materials Characterisation | M. Physical Properties | 3. Thermal | R112417 | 45035.83 | 0
EPS | Physics | R0854 | 18/20 Tesla magnet in low loss cryostat | [7 empty] | 2016-12-01 | Prof. Novoselov | Kostya Novoselove | 1 Good | 2 Good | 1 Dedicated to particular experiment | 0 |  | 3M3 | 3. Materials Characterisation | M. Physical Properties | 3. Thermal | AA08312 | 48964.7 | 4080.3917
EPS | Physics | R0854 | 18/20 Tesla magnet in low loss cryostat | [19 empty] | AA09727 | 200614.16 | 16717.8467
EPS | Physics | R0865 | HX525S-12i 2U Storage Node | 12-13 | 2013-03-01 |  | Viglen Ltd | HX525S-12i 2U Storage Node | Schuster Building, Theoy Group | 1057103 | 2014-07-31 | Gary Fuller | Gary Fuller | 1 Good | 1 State of art | 1 Dedicated to particular experiment | 0 |  | 6a5 | 6. Infrastructure | A. IT | 5. Data Management | R107410 | 34291.49 | 0
EPS | Physics | R0882 | Infiniium Oscilloscope | 12-13 | 2013-07-01 |  | Agilent Technologies | Infiniium Oscilloscope | Schuster Building - Particle Physics Group | 1086858 | 2013-07-01 | Sten Solder-Rembold | Stefan Soldner-Rembold | 1 Good | 1 State of art | 2 General purpose research | 0.1 |  | 4b4 | 4. Sample Measurement/Analysis | B. Electronic | 4. Oscilloscope | AA09727 | 36370.77 | 0
EPS | Physics | R0882 | Infiniium Oscilloscope | [19 empty] | R115998 | 13128 | 0
EPS | Physics | R0898 | Capacitance Bridge AH2700A | 12-13 | 2013-08-01 |  |  | Capacitance Bridge AH2700A |  | 1098236 | 2015-03-31 |  |  | 1 Good | 2 Good | [7 empty] | R107472 | 53474.4 | 0
EPS | Physics | R0917 | 30 T High-field pulsed magnet | 13-14 | 2013-08-01 |  |  | Production of a pulsed 30 Telsa magnetic field for EPR spectroscopy | Photon Science Institute, Alan Turing Building, room 1.305 | 1117931 | 2015-08-01 12:00 | Darren Graham | Darren Graham | 1 Good | 1 State of art | 1 Dedicated to particular experiment | 0 |  | 4L1 | 4. Sample Measurement/Analysis | L. High Magnetic Field | 1. Pulsed Magnet | R113697 | 12901.15 | 0
EPS | Physics | R0917 | 30 T High-field pulsed magnet | [6 empty] | Jnl#339320(PO1117931) | 2017-08-01 | Darren Graham | Darren Graham | 1 Good | 1 State of art | 1 Dedicated to particular experiment | 0 |  | 4L1 | 4. Sample Measurement/Analysis | L. High Magnetic Field | 1. Pulsed Magnet | AA09727 | 26687.53 | 6671.8825
EPS | Physics | R0927 | MiniLab model E60A, 6 pocket E-Beam deposition system | 13-14 | 2014-01-01 |  | Moorfield | Nanofabrications | Schuster Bldg, room B.09 | 1140240 | 2014-08-01 | Alexander Grigorenko | Alexander Grigorenko | 1 Good | 2 Good | 2 General purpose research | 0 |  | 1a1 | 1. Process Equipment – Physical | A. Thin Film Deposition | 1. Evaporator | R114952 | 27552 | 0
EPS | Physics | R0927 | MiniLab model E60A, 6 pocket E-Beam deposition system | [7 empty] | 2016-01-01 12:00 | Alexander Grigorenko | Alexander Grigorenko | 1 Good | 2 Good | 2 General purpose research | 0 |  | 1a1 | 1. Process Equipment – Physical | A. Thin Film Deposition | 1. Evaporator | R115535 | 66528 | 0
EPS | Physics | R0936 | Vakia-REC-1400 vacuum evaporation coating machine | 13-14 | 2014-02-01 |  | Ningbo arts and crafts import and export company limited | evaporate copper onto polypropylene substrate | The cryogenic laboratory, the Jodrell Bank Observatory | 1188709 | 2015-04-01 03:00 | Giampaolo Pisano | Giampaolo Pisano | 1 Good | 1 State of art | 1 Dedicated to particular experiment | 0.5 | no | 1a1 | 1. Process Equipment – Physical | A. Thin Film Deposition | 1. Evaporator | R116151 | 42255.22 | 0
EPS | Physics | R0970 | Gridpp4 Manchester Tier2 hardware | 13-14 | 2014-04-01 |  | Supermicro | Supplies computing power and storage capacity | Row RA12, Small wing Reynolds house, technopark. | 1214043 | 2014-04-01 | Alessandra Forti | Stefan Soldner-Rembold and Mike Seymour | 1 Good | 2 Good | 1 Dedicated to particular experiment | 0 | Part of the Manchester GridPP Northgrid Tier2 | 6a1 | 6. Infrastructure | A. IT | 1. Server | R116738 | 205368.34 | 0
EPS | Physics | R1001 | Cirrus 2 – 200amu QUADRUPOLE MASS SPECTROMETER SYSTEM | 13-14 | UC |  |  | Cirrus 2 – 200amu QUADRUPOLE MASS SPECTROMETER SYSTEM |  | 1229643 (Jnl#314544) | 0:00 | [11 empty] | R111868 | 0 | 0
EPS | Physics | R1002 | Binder type MKT 720 Low Temperature Test Chamber | 13-14 | UC |  |  | Binder type MKT 720 Low Temperature Test Chamber |  | 1236889 (Jnl#314544/321395) | 0:00 | [11 empty] | R116996 | 0 | 0
EPS | Physics | R1002 | Binder type MKT 720 Low Temperature Test Chamber | [6 empty] | 1236889 (Jnl#321395) | 0:00 | [11 empty] | R116882 | 0 | 0
EPS | Physics | R1003 | Glovebox with gas purification system | 13-14 | 2014-02-01 |  | UNILAB | Glovebox providing a controlled environment with gas purification system included | 2nd floor, room Lab 2.20 | 1191652 (Jnl#314649) | 2014-12-01 09:00 | Rahul R. Nair | Andre Geim | 1 Good | 1 State of art | 1 Dedicated to particular experiment | 0 | Purchased as part of the upgrade to the Manchester Centre for Mesoscience & Nanotechnology facilities: http://www.condmat.physics.manchester.ac.uk/facilities/ | 1D3 | 1. Process Equipment – Physical | D. Controlled Environment | 3. Glove Box | R107472 | 43409.92 | 0
EPS | Physics | R1006 | F&K G5 Fully Automatic Wedge Bonder | 13-14 | 2014-08-05 |  |  | F&K G5 Fully Automatic Wedge Bonder |  | 1265902 | 2014-09-30 | Sten Solder-Rembold | Stefan Soldner-Rembold | 2 | [8 empty] | R116882 | 22459.82 | 0
EPS | Physics | R1006 | F&K G5 Fully Automatic Wedge Bonder | [7 empty] | 2014-09-01 | Sten Solder-Rembold | Stefan Soldner-Rembold | 2 | [8 empty] | AA06478 | 76200 | 0
EPS | Physics and Astronomy | R1099 | CCD spectrometer system for high sensitivity and broad wavelength range spectroscopy | 14-15 | 2015-07-01 |  | Princeton Instruments | detection of very weak photoluminescence signals will be measured from one atom thick structures. The peculiarity of the system allows the CCD cameras to be cooled by liquid Nitrogen to much lower temperatures than alternative CCDs offered on the market. The low temperature is vital to minimize the dark noise CCD counts and therefore offers a superior sensitivity of the detected signal | 0 | 1395394 | 2019-10-01 | Dmytro Kundis | Prof Kosty Novoselov | 1 Good | 1 State of art | 1 Dedicated to particular experiment | 0 | n/a | 3a4 | 3. Materials Characterisation | A. Spectroscopy | 4. Optical | R116606 | 86607.36 | 64530.9741
EPS | Physics and Astronomy | R1101 | SolsTiS Ti:Sa Laser | 15-16 | 2015-08-01 |  |  |  | CERN | 1414426 | 2020-03-31 |  | 2 | 2 | [8 empty] | R118363 | 162597.6 | 127121.76
EPS | Physics and Astronomy | E01122 | 22 high-memory compute nodes expansion of the Computational Shared Facility (CSF) cluster | 15-16 | 2016-05-01 |  |  |  |  | 1523025 | 2019-05-01 | [11 empty] | AA09727 | 64000 | 58666.6667
EPS | Physics and Astronomy | E01122 | 22 high-memory compute nodes expansion of the Computational Shared Facility (CSF) cluster | [19 empty] | R116606 | 84000 | 77000
EPS | PSI | E00393 | D-R 2400 dye laser systems | 06-07 | 2007-06-01 |  | Continuum & Radiant Dyes | Two Radiant Dyes Narrowscan D-R 2400 dye laser systems (S/N 1214, 1215) | Alan Turing Building G.306 |  | 2011-06-01 | PSI Director | Alisdair Macpherson |  |  |  | 0 | CLF NS4http://www.psi.manchester.ac.uk/index.html | 4D5 | 4. Sample Measurement/Analysis | D. Laser | 5. Nanosecond | FB00033 | 55801.1 | 0
EPS | PSI | E00393 | D-R 2400 dye laser systems | 09-10 | 2009-10-01 |  | Continuum & Radiant Dyes | Two Radiant Dyes Narrowscan D-R 2400 dye laser systems (S/N 1214, 1215) | Alan Turing Building G.306 |  | 2013-10-01 | PSI Director | Alisdair Macpherson |  |  |  | 0 | CLF NS4http://www.psi.manchester.ac.uk/index.html | 4D5 | 4. Sample Measurement/Analysis | D. Laser | 5. Nanosecond | FB00033 | 9765.19 | 0
EPS | PSI | E00396 | Radiant Dyes Narrowscan D-R 1800 dye laser system (S/N 1212) | 06-07 | 2007-08-01 |  | Continuum & Radiant Dyes | Nanosecond Laser System - Nd:YAG laser (S/N 4751-1) with SHG & THG pumping two dye lasers each with SHG (S/N 1212 & 1215) | Alan Turing Building 1.305 |  | 2011-08-01 | PSI Director | Alisdair Macpherson |  |  |  | 0 | CLF NS4http://www.psi.manchester.ac.uk/index.html | 4D5 | 4. Sample Measurement/Analysis | D. Laser | 5. Nanosecond | FB00033 | 28059.87 | 0
EPS | PSI | E00396 | Radiant Dyes Narrowscan D-R 1800 dye laser system (S/N 1212) | 09-10 | 2009-10-01 |  | Continuum & Radiant Dyes | Nanosecond Laser System - Nd:YAG laser (S/N 4751-1) with SHG & THG pumping two dye lasers each with SHG (S/N 1212 & 1215) | Alan Turing Building 1.305 |  | 2013-10-01 | PSI Director | Alisdair Macpherson |  |  |  | 0 | CLF NS4http://www.psi.manchester.ac.uk/index.html | 4D5 | 4. Sample Measurement/Analysis | D. Laser | 5. Nanosecond | FB00033 | 5150.89 | 0
EPS | PSI | E00406 | LaserVision custom KTP/KTA OPO/OPA laser | 06-07 | 2007-02-01 |  | Continuum & Laservision | Nanosecond Laser System - injection-seeded Nd:YAG laser (S/N 4840) pumping a narrow linewidth OPO/OPA laser (712-5000nm) with external DFG for mid-IR (4800-16000nm) | Alan Turing Building G306 |  | 2011-02-01 | PSI Director | Alisdair Macpherson |  |  |  | 0 | CLF NS8http://www.psi.manchester.ac.uk/index.html | 4D5 | 4. Sample Measurement/Analysis | D. Laser | 5. Nanosecond | FB00033 | 30371.26 | 0
EPS | PSI | E00408 | Continuum Powerlite 8000OPO injection-seeded Nd:YAG laser | 06-07 | 2007-02-01 |  | Continuum & Laservision | Nanosecond Laser System - injection-seeded Nd:YAG laser (S/N 4840) pumping a narrow linewidth OPO/OPA laser (712-5000nm) with external DFG for mid-IR (4800-16000nm) | Alan Turing Building G306 | 177470 | 2011-02-01 | PSI Director | Alisdair Macpherson |  |  |  | 0 | CLF NS8http://www.psi.manchester.ac.uk/index.html | 4D5 | 4. Sample Measurement/Analysis | D. Laser | 5. Nanosecond | FB00033 | 51000 | 0
EPS | PSI | E00414 | Continuum Powerlite 8000 injection-seeded Nd:YAG laser | 06-07 | 2006-12-01 |  | Continuum & Sirah | Nanosecond Laser System - injection-seeded Nd:YAG laser (S/N 4791) with SHG pumping a dye laser (S/N 06/48/29), near-IR DFM & OPA (S/N 06/48/30) and mid-IR DFG (S/N 06/48/01) for 1400-4200nm and 4800-14000nm operation | Alan Turing Building 1.305 | 126285 | 2010-12-01 | PSI Director | Alisdair Macpherson |  |  |  | 0 | CLF NS7http://www.psi.manchester.ac.uk/index.html | 4D5 | 4. Sample Measurement/Analysis | D. Laser | 5. Nanosecond | FB00033 | 56000 | 0
EPS | PSI | E00416 | laser | 06-07 | 2006-12-01 |  | Continuum & Sirah | Sirah PrecisionScan dye laser & NIR-OPA and MIR units | Alan Turing Building 1.305 | 126285 | 2010-12-01 | PSI Director | Alisdair Macpherson |  |  |  | 0 | CLF NS7http://www.psi.manchester.ac.uk/index.html | 4D5 | 4. Sample Measurement/Analysis | D. Laser | 5. Nanosecond | FB00033 | 31300 | 0
EPS | PSI | E00427 | Continuum Powerlite 8020 Nd:YAG laser | 06-07 | 2006-08-01 |  | Continuum & Radiant Dyes | Nanosecond Laser System - Nd:YAG laser (S/N 4751-2) with SHG & THG pumping two dye lasers each with SHG (S/N 1188 & 1154) & Nd:YAG laser (S/N 4628) with SHG, THG & FHG | Alan Turing Building G306 |  | 2010-08-01 | PSI Director | Klaus Muller-Dethlefs and Alisdair Macpherson |  |  |  | 0 | CLF NS3http://www.psi.manchester.ac.uk/index.html | 4D5 | 4. Sample Measurement/Analysis | D. Laser | 5. Nanosecond | FB00033 | 42500 | 0
EPS | PSI | E00428 | Continuum Powerlite 8020 Nd:YAG laser | 06-07 | 2006-08-01 |  | Continuum & Radiant Dyes | Nanosecond Laser System - Nd:YAG laser (S/N 4751-1) with SHG & THG pumping two dye lasers each with SHG (S/N 1212 & 1215) | Alan Turing Building 1.305 |  | 2010-08-01 | PSI Director | Alisdair Macpherson |  |  |  | 0 | CLF NS4http://www.psi.manchester.ac.uk/index.html | 4D5 | 4. Sample Measurement/Analysis | D. Laser | 5. Nanosecond | FB00033 | 42500 | 0
EPS | PSI | E00662 | HighFinesse Wavemeters | 07-08 | 2008-04-01 |  | HighFinesse | HighFinesse Wavemeters for CW Laser Systems (four WSU-10MHz with a stabilised He-Ne laser and fibre couplers) | Alan Turing Building G.306 | 308560 | 2012-04-01 | PSI Director | Alisdair Macpherson | 1 Good | 1 State of art | 1 Dedicated to particular experiment | 0 | CLF CW1-5http://www.psi.manchester.ac.uk/index.html | 4D3 | 4. Sample Measurement/Analysis | D. Laser | 3. Continuous Wave | FB00033 | 108480 | 0
EPS | PSI | E00663 | Laser Tables | 07-08 | 2008-04-01 |  | Newport | Newport laser tables (twelve Smart tables 3.0 x 1.5 m) | Alan Turing Building G.306 and 1.305 | 257608 | 2012-04-01 | PSI Director | Alisdair Macpherson |  |  |  | 0 | CLFhttp://www.psi.manchester.ac.uk/index.html | 4D2 | 4. Sample Measurement/Analysis | D. Laser | 2. Components | FB00033 | 75559.55 | 0
EPS | PSI | E00669 | Laser Systems | 07-08 | 2008-05-01 |  | Spectra-Physics & Sirah | Spectra-Physics CW laser Systems (BeamLok 2080-25S Argon, four Millennia 15sJ DPSS, three Matisse TX Ti:Sa, one Matisse DX dye, one Matisse DS dye, five WaveTrain doublers with optics and crystal sets) | Alan Turing Building G.306 | 306818 | 2012-05-01 | PSI Director | Alisdair Macpherson | 1 Good | 1 State of art | 2 General purpose research | 0 | CLF CW1-5http://www.psi.manchester.ac.uk/index.html | 4D3 | 4. Sample Measurement/Analysis | D. Laser | 3. Continuous Wave | FB00033 | 591575.29 | 0
EPS | PSI | E00670 | PSI Laser Systems | 07-08 | 2008-11-01 |  | Coherent, APE, Inrad & Photop | Coherent four ultrafast laser systems | Alan Turing Building G.306 | 343326 | 2012-11-01 | PSI Director | Alisdair Macpherson | 1 Good | 1 State of art | 2 General purpose research | 0 | CLF UF2-6http://www.psi.manchester.ac.uk/index.html | 4D6 | 4. Sample Measurement/Analysis | D. Laser | 6. Picosecond | FB00033 | 803176.57 | 0
EPS | PSI | E00677 | Laser table systems | 07-08 | 2008-11-01 |  | Newport | Two Newport laser table systems | Alan Turing Building G.306 | 374432 | 2012-11-01 | PSI Director | Alisdair Macpherson | 1 Good | 1 State of art | 1 Dedicated to particular experiment | 0 |  | 4D2 | 4. Sample Measurement/Analysis | D. Laser | 2. Components | FB00033 | 34326.5 | 0
EPS | PSI | E00678 | Laser table systems | 07-08 | 2008-11-01 |  | ThorLabs | Two ThorLabs laser table systems | Alan Turing Building G.306 | 374444 | 2012-11-01 | PSI Director | Alisdair Macpherson | 1 Good | 2 Good | 1 Dedicated to particular experiment | 0 |  | 4D2 | 4. Sample Measurement/Analysis | D. Laser | 2. Components | FB00033 | 28481 | 0
EPS | PSI | E00738 | PSI Laser Systems | 08-09 | 2009-11-01 |  |  | PSI Lasers |  |  | 2013-11-01 | PSI Director | PSI Director |  |  |  | 0 |  | 4D2 | 4. Sample Measurement/Analysis | D. Laser | 2. Components | FB00033 | 99418.06 | 0
EPS | PSI | E00738 | PSI Laser Systems | 09-10 | 2010-03-01 |  |  | PSI Lasers |  |  | 2014-03-01 | PSI Director | PSI Director |  |  |  | 0 |  | 4D2 | 4. Sample Measurement/Analysis | D. Laser | 2. Components | FB00033 | 44012.18 | 0
EPS | PSI | E00739 | PSI Laser Systems | 08-09 | 2009-07-01 |  | Horiba | Horiba Jobin-Yvon FluoroLog3 spectrofluorometer with accessories | Alan Turing Building | 472476 | 2013-07-01 | PSI Director | Alisdair Macpherson | 1 Good | 1 State of art | 2 General purpose research | 0 |  | 3A7 | 3. Materials Characterisation | A. Spectroscopy | 7. Fluorescence | FB00033 | 94509.3 | 0
EPS | PSI | E00742 | PSI Laser Systems | 08-09 | 2009-07-01 |  | Spectra-Physics & APE | Newport Spectra-Physics femtosecond Mai Tai HP laser | Alan Turing Building 1.310 | 472473 | 2013-07-01 | PSI Director | Alisdair Macpherson | 1 Good | 1 State of art | 1 Dedicated to particular experiment | 0 | CLF UF1http://www.psi.manchester.ac.uk/index.html | 4D6 | 4. Sample Measurement/Analysis | D. Laser | 6. Picosecond | FB00033 | 80500 | 0
EPS | PSI | E00746 | PSI Laser Systems | 08-09 | 2009-08-01 |  |  | T64000 Raman spectrometer system | Alan Turing Building 2.303 | 472615 | 2013-08-01 | PSI Director | Matthew Halsall and Alisdair Macpherson | 1 Good | 1 State of art | 2 General purpose research | 0 |  | 3A1 | 3. Materials Characterisation | A. Spectroscopy | 1. Raman | FB00033 | 158689.65 | 0
EPS | PSI | E00933 | Reveleris X2 Flash Chromatography System | 13-14 | 2013-11-01 |  | Alltech Association Applied Science Ltd | Flash chromatography is a process to separate target molecules and purify a product from a complex mixture | Chemistry Building 3.312 | 1162403 | 2017-11-01 | Grigore Timco | Richard Winpenny | 1 Good | 1 State of art | 1 Dedicated to particular experiment | 0 | no | 3l5 | 3. Materials Characterisation | L. Chemical Analysis | 5. Chromatography | AA04622 | 27600 | 8625
EPS | SEAES | D0020 | Fissions - gc8000+MD800 | 06-07 | 2004-07-01 18:00 |  |  | 1 gas chromatograph - mass spectrometer. I additional gas chromatograph | Williamson Building 1.25C |  | 2009-07-01 | Paul Lythgoe | Paul Lythgoe | 2 Adequate | 3 Adequate | 1 Dedicated to particular experiment | 0 | Analytical Geochemistry Unit |  |  |  |  | WA00405 | 150000 | 0
EPS | SEAES | E00036 | Noble Gas Laboratory | 03-04 | 2005-08-01 |  |  | Noble Gas Laboratory | Williamson Building G52/G54 |  | 2009-08-01 | John Cowpe | Christopher Ballentine | 2 Adequate | 3 Adequate | 1 Dedicated to particular experiment | 0 |  | 3b3 | 3. Materials Characterisation | B. Spectrometry | 3. Mass Spectrometry | EK001 | 65000 | 0
EPS | SEAES | E00039 | New Wave - UP 213 | 03-04 | 2005-08-01 |  | New Wave | Laser Ablation System for ICP-MS sample introduction | Williamson Building G70 |  | 2009-08-01 | John Cowpe | Jamie Gilmour | 2 Adequate | 3 Adequate | 1 Dedicated to particular experiment | 0 | Analytical Geochemistry Unit | 3b3 | 3. Materials Characterisation | B. Spectrometry | 3. Mass Spectrometry | EK001 | 82668.37 | 0
EPS | SEAES | E00041 | Nu Instruments - Nu Plasma ICP | 03-04 | 2005-08-01 |  | Nu Instruments | Mass Spectrometer for extra terrestrial samples | Williamson Building G70 |  | 2009-08-01 | John Cowpe | Jamie Gilmour | 1 Good | 1 State of art | 1 Dedicated to particular experiment | 0 |  | 3b3 | 3. Materials Characterisation | B. Spectrometry | 3. Mass Spectrometry | EK001 | 39362.5 | 0
EPS | SEAES | E00052 | Nu Instruments -Custom | 02-03 | 2005-08-01 |  | Nu Instruments | Mass Spectrometer for extra terrestrial samples | Williamson Building G70 |  | 2009-08-01 | John Cowpe | Jamie Gilmour | 1 Good | 1 State of art | 1 Dedicated to particular experiment | 0 |  | 3b3 | 3. Materials Characterisation | B. Spectrometry | 3. Mass Spectrometry | EK001 | 157450 | 0
EPS | SEAES | E00055 | Continuum - YAG | 02-03 | 2005-08-01 |  | Continuum | Dye Laser for sample ablation/heating/ionisation | Williamson Building G61 |  | 2009-08-01 | John Cowpe | Jamie Gilmour | 1 Good | 2 Good | 1 Dedicated to particular experiment | 0 |  | 4D5 | 4. Sample Measurement/Analysis | D. Laser | 5. Nanosecond | EK001 | 36654.13 | 0
EPS | SEAES | E00059 | Continuum - YAG | 02-03 | 2005-08-01 |  | Continuum | Yag Dye System for sample ablation/heating/ionisation | Williamson Building G61 |  | 2009-08-01 | John Cowpe | Jamie Gilmour | 1 Good | 2 Good | 1 Dedicated to particular experiment | 0 |  | 4D5 | 4. Sample Measurement/Analysis | D. Laser | 5. Nanosecond | EK001 | 65095 | 0
EPS | SEAES | E00096 | Nu Instruments -Custom | 02-03 | 2005-08-01 |  | Nu Instruments | Mass Spectrometer for extra terrestrial samples | Williamson Building G70 |  | 2009-08-01 | John Cowpe | Jamie Gilmour | 1 Good | 2 Good | 1 Dedicated to particular experiment | 0 |  | 3b3 | 3. Materials Characterisation | B. Spectrometry | 3. Mass Spectrometry | EK001 | 196812.5 | 0
EPS | SEAES | E00245 | No information | 96-97 | 1999-08-01 12:00 |  |  | No information | Sackville St J21 Micrometerorology Lab |  | 2009-08-01 | [11 empty] | E24803 | 16154.94 | 0
EPS | SEAES | E00246 | No information | 96-97 | 1999-08-01 12:00 |  |  | No information | Sackville St BuildingJ21 Micrometerorology Lab |  | 2009-08-01 | [11 empty] | E24803 | 14369.7 | 0
EPS | SEAES | E00289 | Zetasizer Nano-s | 03-04 | 2003-07-01 12:00 |  |  | Zetasizer Nano-s | Sackville St Building G12 Bio Physics Lab |  | 2013-07-01 | [11 empty] | LC10012 | 20000 | 0
EPS | SEAES | E00296 | Aerodyne c-TOF Mass Spectrometer Rack | 02-03 | 2002-07-01 12:00 |  | Aerodyne | Aerodyne c-TOF Mass Spectrometer Rack | On Aircraft |  | 2012-07-01 | Paul Williams | Hugh Coe | 1 Good | 1 State of art | 1 Dedicated to particular experiment | 0 |  | 3b3 | 3. Materials Characterisation | B. Spectrometry | 3. Mass Spectrometry | LC10012 | 157500 | 0
EPS | SEAES | E00307 | server | 03-04 | 2004-08-01 18:00 |  |  | Broadberry - Rackmount server | Sackville St Building H21 Astro physics |  | 2009-08-01 | [11 empty] | JPH0231 | 11952.43 | 0
EPS | SEAES | E00311 | Condensation particle counter | 03-04 | 2003-07-01 12:00 |  | TSI | Condensation particle counter | G6 Aerosol laboratory |  | 2013-07-01 | Mike Flynn | Martin Gallagher | 1 Good | 2 Good | 1 Dedicated to particular experiment | 0 |  | 3M1 | 3. Materials Characterisation | M. Physical Properties | 1. Particle Size Analysis | LC10012 | 17017.32 | 0
EPS | SEAES | E00312 | condensation particle counter/aerodynamic | 03-04 | 2003-07-01 12:00 |  | TSI | TSI - condensation particle counter/aerodynamic | G6 Aerosol laboratory |  | 2013-07-01 | Paul Williams | Paul Williams |  |  |  | 0 |  | 3M1 | 3. Materials Characterisation | M. Physical Properties | 1. Particle Size Analysis | LC10012 | 16217.12 | 0
EPS | SEAES | E00313 | AIMMS 20 | 03-04 | 2003-07-01 12:00 |  | DMT | Aventech Research - AIMMS 20 | installed on NCAS UFAM Research Cessna |  | 2013-07-01 | Mike Flynn | Martin Gallagher | 1 Good | 1 State of art | 1 Dedicated to particular experiment | 0 |  | 4J7 | 4. Sample Measurement/Analysis | J. Field Deployable | 7. Weather | LC10012 | 13730 | 0
EPS | SEAES | E00314 | Trailer conversion | 03-04 | 2003-07-01 12:00 |  |  | Trailer conversion | Chem tech yard |  | 2013-07-01 | Mike Flynn | Geraint Vaughan |  |  |  | 0 |  | 6D8 | 6. Infrastructure | D. Laboratory | 8. Field Deployable | LC10012 | 11513.75 | 0
EPS | SEAES | E00315 | NCAS UFAM Instrument | 03-04 | 2003-07-01 12:00 |  |  | NCAS UFAM Instrument | Chem tech yard |  | 2013-07-01 |  | Martin Gallagher | 2 Adequate | 2 Good | 1 Dedicated to particular experiment | 0 | [5 empty] | LC10012 | 11369.83 | 0
EPS | SEAES | E00316 | Mobile trailer | 03-04 | 2003-07-01 12:00 |  |  | Mobile trailer/Lab | Chem tech yard |  | 2013-07-01 | Mike Flynn | Martin Gallagher | 2 Adequate | 2 Good | 1 Dedicated to particular experiment | 0 |  | 6D8 | 6. Infrastructure | D. Laboratory | 8. Field Deployable | LC10012 | 6744.18 | 0
EPS | SEAES | E00317 | Flat array sodar | 03-04 | 2003-07-01 12:00 |  | Scintec | Biral - Flat array sodar | Pariser Roof lab above the Mason Centre |  | 2013-07-01 | Mike Flynn | Martin Gallagher | 3 Poor - Inoperable | 3 Adequate | 4 Not used in past year | 1 |  | 4H3 | 4. Sample Measurement/Analysis | H. Acoustic | 3. Audio | LC10012 | 1729.37 | 0
EPS | SEAES | E00340 | Droplet analyser | 02-03 | 2002-07-01 12:00 |  | TSI | Droplet analyser | Stored at FAAM Cranfield |  | 2012-07-01 | Mike Flynn | Martin Gallagher | 2 Adequate | 1 State of art | 2 General purpose research | 0.5 | FGAMhttp://www.ncas.ac.uk/fgam/ | 3M1 | 3. Materials Characterisation | M. Physical Properties | 1. Particle Size Analysis | LC10012 | 137823.05 | 0
EPS | SEAES | E00381 | Droplet measurement | 05-06 | 2005-08-01 12:00 |  | DMT | Droplet measurement - Digital data collection system | Sackville St Building - In Lab |  | 2015-08-01 | Mike Flynn | Hugh Coe | 1 Good | 1 State of art | 1 Dedicated to particular experiment | 0 |  | 4D1 | 4. Sample Measurement/Analysis | D. Laser | 1. Characterisation | LC10012 | 73027.29 | 0
EPS | SEAES | E00382 | Droplet measurement | 05-06 | 2005-08-01 12:00 |  | DMT | Droplet measurement - cloud condensation nuclei counter | Sackville St Building - In Lab |  | 2015-08-01 | Jamie Whitehead | Gordon McFiggans | 1 Good | 1 State of art | 1 Dedicated to particular experiment | 0 |  | 4J7 | 4. Sample Measurement/Analysis | J. Field Deployable | 7. Weather | LC10012 | 15726.06 | 0
EPS | SEAES | E00383 | Droplet measurement | 05-06 | 2005-08-01 12:00 |  | DMT | Droplet measurement - cloud condensation nuclei counter | Sackville St Building - In Lab |  | 2015-08-01 | Jamie Whitehead | Gordon McFiggans | 1 Good | 1 State of art | 1 Dedicated to particular experiment | 0 |  | 4J7 | 4. Sample Measurement/Analysis | J. Field Deployable | 7. Weather | LC10012 | 15726.06 | 0
EPS | SEAES | E00429 | Kore Tech - Custom | 05-06 | 2005-07-01 |  | Kore Tech | Main chamber, loadlock, sample stage and extraction modification for high performance secondary ion mass spectrometry | Williamson Building G63 Kore Tech |  | 2009-07-01 | John Cowpe | Ian Lyon | 1 Good | 2 Good | 1 Dedicated to particular experiment | 0 |  | 3b3 | 3. Materials Characterisation | B. Spectrometry | 3. Mass Spectrometry | FA00561 | 32167.5 | 0
EPS | SEAES | E00447 | Thermo - HELIX-MC | 05-06 | 2005-07-01 |  | Thermo | Contract for Multi-Collector Noble Gas Mass Spectrometer | Will be located in G52/54 |  | 2009-07-01 | John Cowpe | Christopher Ballentine | 2 Adequate | 3 Adequate | 1 Dedicated to particular experiment | 0 |  | 3b3 | 3. Materials Characterisation | B. Spectrometry | 3. Mass Spectrometry | LC10014 | 0 | 0
EPS | SEAES | E00568 | Atmospheric Research Inst | 01-02 | 2001-08-01 12:00 |  |  | Atmospheric Research Inst |  |  | 2011-08-01 | [11 empty] | LC10012 | 12952.79 | 0
EPS | SEAES | E00581 | STANDARD CLOUD PARTICLE IMAGER | 00-01 | 2001-08-01 12:00 |  | SPEC Inc. | STANDARD CLOUD PARTICLE IMAGER | Simon Building 2.05, 2.06, FAAM Aircraft Cranfield | 570368 | 2011-08-01 | James Dorsey | Martin Gallagher | 2 Adequate | 2 Good | 2 General purpose research | 0.3 |  | 4J7 | 4. Sample Measurement/Analysis | J. Field Deployable | 7. Weather | LC10012 | 104702.53 | 0
EPS | SEAES | E00588 | CALIBRATION SYSTEM | 00-01 | 2000-07-01 12:00 |  |  | ULTRAFINE PARTICLE CHARACTERISATION AND CALIBRATION SYSTEM | Sackville St Building G6 Aerosol Lab | 570362 | 2010-07-01 | Paul Williams | Hugh Coe | 1 Good | 2 Good | 1 Dedicated to particular experiment | 0 |  | 3M1 | 3. Materials Characterisation | M. Physical Properties | 1. Particle Size Analysis | LC10012 | 140717.28 | 0
EPS | SEAES | E00658 | Agilent / CDS analytical - 7890A,7890/5975C,Pyroprobe 5000 and 1200+6130 | 07-08 | 2008-01-01 |  | Agilent / CDS analytical | Analyitical Equipment for Organic Geochemical Analyses GC,GC/MS Pyrolsis Unit and LC/MS QuadrupoleGC | Williamson Building .LAB 1.25B and 1.25 | 309361 | 2012-01-01 | Paul Lythgoe | Bart van Dongen | 1 Good | 2 Good | 3 Research and Teaching | 0.1 | Analytical Geochemistry Unit | 3b3 | 3. Materials Characterisation | B. Spectrometry | 3. Mass Spectrometry | AA07902 | 180954.92 | 0
EPS | SEAES | E00685 | Soot Photometer | 07-08 | 2008-05-01 |  | DMT/ARI | Soot Photometer (SP2) Module for Aerosol Spectometer | Simon Building | 359877 | 2012-05-01 |  | Hugh Coe | 1 Good | 2 Good | 1 Dedicated to particular experiment | 0 |  | 4D1 | 4. Sample Measurement/Analysis | D. Laser | 1. Characterisation | AA08859 | 40196.97 | 0
EPS | SEAES | E00686 | Compact QCL Spectrometer | 07-08 | 2008-06-01 |  | Aerodyne | Compact QCL Spectrometer for Trace Gas Detection. Single Laser TE cooled continuous wave (CW)-QCL la | Simon Building | 228958 | 2012-06-01 | Jennifer Muller | Martin Gallagher | 1 Good | 2 Good | 2 General purpose research | 0 |  | 3A2 | 3. Materials Characterisation | A. Spectroscopy | 2. Infra-Red | AA08859 | 63030.24 | 0
EPS | SEAES | E00687 | CCN-100 condensation Nuckei | 07-08 | 2008-07-01 |  | DMT | CCN-100 condensation Nuckei | Simon building | 363763 | 2012-07-01 | Jamie Whitehead | Gordon McFiggans | 1 Good | 2 Good | 1 Dedicated to particular experiment | 0 |  | 4J7 | 4. Sample Measurement/Analysis | J. Field Deployable | 7. Weather | AA08859 | 30108.28 | 0
EPS | SEAES | E00688 | triple wavelength phote accoustic spectrometer | 07-08 | 2008-04-01 |  | DMT | PASS-3 R=triple wavelength phote accoustic spectrometer | Simon Building | 356533 | 2012-04-01 | Mike Flynn | Hugh Coe | 1 Good | 2 Good | 1 Dedicated to particular experiment | 0 |  | 4D3 | 4. Sample Measurement/Analysis | D. Laser | 3. Continuous Wave | AA08859 | 58167.18 | 0
EPS | SEAES | E00689 | Condensation Particle | 07-08 | 2008-04-01 |  | TSI | TSI model Condensation Particle | Simon Building | 359871 | 2012-04-01 | Paul Williams | Martin Gallagher | 1 Good | 2 Good | 1 Dedicated to particular experiment | 0 |  | 3M1 | 3. Materials Characterisation | M. Physical Properties | 1. Particle Size Analysis | AA08859 | 40000 | 0
EPS | SEAES | E00693 | Digital gas permeameter | 08-09 | 2009-03-01 |  |  | Digital gas permeameter for DGP- 200 |  | 396239 | 2013-03-01 |  |  | 1 Good | 2 Good |  | 0 | [5 empty] | AA06374 | 54206.99 | 0
EPS | SEAES | E00706 | Panalytical - Axios | 08-09 | 2009-01-01 |  | PANalytical | Flouresent Spectrometer XRAY | Williamson Building -- Serial DY934 | 473797 | 2019-01-01 12:00 | Paul Lythgoe | Dave Polya | 1 Good | 2 Good | 2 General purpose research | 0.3 | Analytical Geochemistry Unit | 3b2 | 3. Materials Characterisation | B. Spectrometry | 2. X-ray | AA01009 | 76348.5 | 18450.8875
EPS | SEAES | E00725 | Agilent - 7500 | 08-09 | 2009-04-01 |  | Agilent | GC-ICPMS | Williamson Building -- LAB. 1.27 | 509981 | 2019-04-01 12:00 | Paul Lythgoe | Dave Polya | 1 Good | 2 Good | 2 General purpose research | 0 | Analytical Geochemistry Unit | 3b3 | 3. Materials Characterisation | B. Spectrometry | 3. Mass Spectrometry | AA01025 | 117571.17 | 31352.312
EPS | SEAES | E00736 | ALS300 LIDAR System | 08-09 | 2009-06-01 |  | Leosphere | ALS300 LIDAR System | Simon building | 470964 | 2013-06-01 | Geraint Vaughan | Geraint Vaughan | 1 Good | 2 Good |  | 0 | [5 empty] | AA00946 | 85638.46 | 0
EPS | SEAES | E00826 | Dekati ELPI+ | 11-12 | 2011-10-01 |  |  | Electrical Low Pressure Impactor |  | 856355 | 2014-10-01 18:00 |  |  | 1 Good | 2 Good | [7 empty] | AA10328 | 14480.08 | 0
EPS | SEAES | E00826 | Dekati ELPI+ | [19 empty] | R113368 | 6760.03 | 0
EPS | SEAES | E00826 | Dekati ELPI+ | [19 empty] | R113461 | 58760.29 | 0
EPS | SEAES | E00848 | Core Lab CPPP-200 Capillary pressure and ARS-300 resistivity system | 11-12 | 2012-05-01 |  | ResLab, CoreLab | Teaching (MSc Petroleum Geoscience, BEng/MEng Petroleum Engineering) and research (MSc, PhD) | Williamson, 2.73 | 851412 | 2015-06-01 | Cathy Hollis | Cathy Hollis | 1 Good | 2 Good | 3 Research and Teaching | 0.5 |  | 3M1 | 3. Materials Characterisation | M. Physical Properties | 1. Particle Size Analysis | FA00585 | 45221.52 | 0
EPS | SEAES | E00863 | Ex Demonstration ics 5000 | 12-13 | 2013-01-01 |  | Thermo/Dionex | ICS-5000, ICS DP Analytical Gradient, AS-AP Autosampler | University of Manchster | 976660 | 2013-01-01 | Paul Lythgoe | Kath Morris and Jon Lloyd | 1 Good | 1 State of art | 3 Research and Teaching | 0.2 | no | 3l5 | 3. Materials Characterisation | L. Chemical Analysis | 5. Chromatography | AA06374 | 39503.1 | 0
EPS | SEAES | E00863 | Ex Demonstration ics 5000 | [19 empty] | P112132 | 9599.27 | 0
EPS | SEAES | E00863 | Ex Demonstration ics 5000 | [7 empty] | 2013-12-31 | Paul Lythgoe | Kath Morris and Jon Lloyd | 1 Good | 1 State of art | 3 Research and Teaching | 0.2 | no | 3l5 | 3. Materials Characterisation | L. Chemical Analysis | 5. Chromatography | R112755 | 4999.62 | 0
EPS | SEAES | E00863 | Ex Demonstration ics 5000 | [7 empty] | 2015-06-30 | Paul Lythgoe | Kath Morris and Jon Lloyd | 1 Good | 1 State of art | 3 Research and Teaching | 0.2 | no | 3l5 | 3. Materials Characterisation | L. Chemical Analysis | 5. Chromatography | R112062 | 5999.69 | 0
EPS | SEAES | E00936 | Helix MC Noble Mass Spectrometer | 13-14 | 2013-09-01 |  | Thermo Scientific | Mass spectrometer for noble gas isotope measurements | Williamson G50 | 1172921 | 2017-09-01 | John Cowpe | Ray Burgess | 1 Good | 2 Good | 1 Dedicated to particular experiment | 0 | Isotope geochemistry and cosmochemistry research group http://www.seaes.manchester.ac.uk/our-research/researchgroups/isotopegeochemistryandcosmochemistry/ | 3b3 | 3. Materials Characterisation | B. Spectrometry | 3. Mass Spectrometry | AA10328 | 117000 | 31687.5
EPS | SEAES | E00947 | 500ml Autoclavable MiniBio Bundle with Mycontrol Microbial System | 13-14 | 2014-02-01 |  | Applikon Biotechnology UK | chemostat/bioreactor | B29, Williamson Building | 1151579 | 2018-02-01 | Sam Shaw | Sam Shaw | 1 Good | 1 State of art | 2 General purpose research | 0 | no | 1g6 | 1. Process Equipment – Physical | G. Chemical Reactor | 6. Automated Synthesis | AA11286 | 33464.4 | 12549.15
EPS | SEAES | E00948 | Centrifugal Particle Mass Analyser (CPMA) | 13-14 | 2014-01-01 |  | Cambustion Ltd | Select charged particles within an aerosol flow according to mass per particle for analysis with another instrument. | Simon 1.05 | 1173268 | 2015-08-01 02:17 | James Allan | Gordon McFiggans | 1 Good | 1 State of art | 1 Dedicated to particular experiment | 0.5 | no | 3M1 | 3. Materials Characterisation | M. Physical Properties | 1. Particle Size Analysis | R116451 | 24000 | 0
EPS | SEAES | E00948 | Centrifugal Particle Mass Analyser (CPMA) | [7 empty] | 2018-01-01 | James Allan | Gordon McFiggans | 1 Good | 1 State of art | 1 Dedicated to particular experiment | 0.5 | no | 3M1 | 3. Materials Characterisation | M. Physical Properties | 1. Particle Size Analysis | AA10328 | 24000 | 8500
EPS | SEAES | E00965 | 4 cylinder diesel engine test rig with dynamometer and control computer | 13-14 | 2014-01-01 |  | Armfield Ltd | Automotive diesel engine coupled to a dynomometer with control computer, such that the engine can be operated at controlled and programmable speeds and loads, to simulate typical on-road operation. | Simon aerosol chamber lab | 1173135 | 2018-01-01 | Gordon McFiggans | Gordon McFiggans | 1 Good | 1 State of art | 1 Dedicated to particular experiment | 0.5 | Part of (and providing an extended role for) the CAS chamber facility (http://www.cas.manchester.ac.uk/restools/aerosolchamber/) | 5B1 | 5. Large Scale Instruments | B. Controlled Environments | 1. Combustion | AA10328 | 29658 | 10503.875
EPS | SEAES | E00965 | 4 cylinder diesel engine test rig with dynamometer and control computer | [7 empty] | 2017-12-31 | Gordon McFiggans | Gordon McFiggans | 1 Good | 1 State of art | 1 Dedicated to particular experiment | 0.5 | Part of (and providing an extended role for) the CAS chamber facility (http://www.cas.manchester.ac.uk/restools/aerosolchamber/) | 5B1 | 5. Large Scale Instruments | B. Controlled Environments | 1. Combustion | R116451 | 29658 | 10096.3404
EPS | SEAES | R0009 | Esteem Computer Maintenance | 01-02 | 2006-08-01 06:00 |  | 2 | Esteem Computer Maintenance | Williamson Building |  | 2009-08-01 | [11 empty] | LE00105 | 6227.43 | 0
EPS | SEAES | R0022 | Quantronix - YAG | 01-02 | 2006-08-01 06:00 |  | Quantronix | Laser System for sample heating/ablation/ionisation | Williamson Building G61 |  | 2009-08-01 | John Cowpe | Jamie Gilmour | 1 Good | 2 Good | 1 Dedicated to particular experiment | 0 |  | 4D5 | 4. Sample Measurement/Analysis | D. Laser | 5. Nanosecond | LE00105 | 79900 | 0
EPS | SEAES | R0023 | Bio-ToF - Custom | 01-02 | 2006-08-01 06:00 |  | Bio-ToF | Imaging and MS control software | Williamson Building G63 |  | 2009-08-01 | John Cowpe | Ian Lyon | 1 Good | 2 Good | 1 Dedicated to particular experiment | 0 |  | 3b3 | 3. Materials Characterisation | B. Spectrometry | 3. Mass Spectrometry | LE00105 | 39997 | 0
EPS | SEAES | R0024 | Molecular Imaging - MS300 | 01-02 | 2006-08-01 06:00 |  | Molecular Imaging | Atomic Force Microscope (MI) - A Molecular Instruments AFM ithat is used to acquire "in-air" or "in-liquid" AFM (Atomic Force Microscopy) images of mineral surface structure (z resolution sub angstrom x,y resolution 1-5 angstroms) in contact or tapping imaging modes. | Williamson Building B17 |  | 2009-08-01 | Paul Wincott | Jon Lloyd | 1 Good | 2 Good | 3 Research and Teaching | 0.4 | Williamson Research Centrehttp://www.wrc.manchester.ac.uk/ | 3f1 | 3. Materials Characterisation | F. Surface Probe Microscopy | 1. Atomic Force | LE00105 | 257262.96 | 0
EPS | SEAES | R0038 | Digital Instruments/VEECO - Nanoscope IIIA | 01-02 | 2006-08-01 06:00 |  | Digital Instruments/VEECO | Microscope AFM (VEECO) - A Digital Instruments (VEECO) Nanscope IIIA AFM is used to record in-air or in-liquid AFM (Atomic Force Microscopy) images of mineral surface structure (z resolution sub angstrom x,y resolution 1-5 angstroms) in contact or tapping imaging modes. | Williamson Building B17 |  | 2009-08-01 | Paul Wincott | Jon Lloyd | 1 Good | 2 Good | 3 Research and Teaching | 0.4 | Williamson Research Centrehttp://www.wrc.manchester.ac.uk/ | 3f1 | 3. Materials Characterisation | F. Surface Probe Microscopy | 1. Atomic Force | LE00105 | 42877.16 | 0
EPS | SEAES | R0040 | Ionoptika - IOG25-Au | 01-02 | 2006-08-01 06:00 |  | Ionoptika | Liquid Metal Gun - Sample sputtering for high performance ToF-SIMS | Williamson Building G63 |  | 2009-08-01 | John Cowpe | Ian Lyon | 1 Good | 2 Good | 1 Dedicated to particular experiment | 0 |  | 3b3 | 3. Materials Characterisation | B. Spectrometry | 3. Mass Spectrometry | LE00105 | 101722.34 | 0
EPS | SEAES | R0134 | GAM - EX50F | 02-03 | 2006-08-01 06:00 |  | GAM | Excimer Laser System for post-ionisation of samples | Williamson Building G63 |  | 2009-08-01 | John Cowpe | Ian Lyon | 2 Adequate | 2 Good | 1 Dedicated to particular experiment | 0 |  | 4D5 | 4. Sample Measurement/Analysis | D. Laser | 5. Nanosecond | LE00105 | 42925.1 | 0
EPS | SEAES | R0136 | RHK/VG - Multilab contolled by an SPM100 | 03-04 | 2006-08-01 06:00 |  | RHK/VG | UHVSTM/AFM System - RHK UHV STM, this instrument uses Scanning Tunnelling Microscopy (STM) to record atomically resolved images under UHV (Ultra High Vacuum) of ordered single crystal mineral and metallic surfaces (z resolution sub angstrom x,y resolution 0.5-1 angstrom) . All surfaces must be conducting. Single crystal preparation and cleaning facilities are fitted. The system is also fitted with LEED (Low Energy Electron Diffraction) optics for the recording of surface electron diffraction patterns to check surface order and AES (Auger Electron Spectroscopy) to check surface cleanliness and stoichiometry. | Williamson Building B13 |  | 2009-08-01 | Paul Wincott | Jon Lloyd | 1 Good | 2 Good | 3 Research and Teaching | 0.2 | Williamson Research Centrehttp://www.wrc.manchester.ac.uk/ | 3F2 | 3. Materials Characterisation | F. Surface Probe Microscopy | 2. Scanning Tunneling | LE00105 | 13103.6 | 0
EPS | SEAES | R0308 | laser | 04-05 | 2006-08-01 06:00 |  |  | Laser Scanner | Williamson Building 2.65 |  | 2009-08-01 | [11 empty] | LE00105 | 98543.73 | 0
EPS | SEAES | R0430 | Ionoptika - RSU2000 | 06-07 | 2007-03-01 06:00 |  | Ionoptika | ION Beam System and Imaging System | Williamson Building G63 |  | 2010-03-01 | John Cowpe | Ian Lyon | 1 Good | 2 Good | 1 Dedicated to particular experiment | 0 |  | 3b3 | 3. Materials Characterisation | B. Spectrometry | 3. Mass Spectrometry | AA09502 | 250557.76 | 0
EPS | SEAES | R0435 | Powerlite - 9010 | 06-07 | 2007-02-01 06:00 |  |  | Laser powerlite 9010 4x2 service days to mar 2010 Sample prep for ToFMS system | Williamson Building G61 |  | 2010-02-01 | John Cowpe |  | 1 Good | 2 Good | 1 Dedicated to particular experiment | 0 | [5 empty] | R012401 | 203204.5 | 0
EPS | SEAES | R0455 | Kore - R500 | 06-07 | 2011-03-01 06:00 |  | Kore | from FA00561 Kore Spectrometer inv. Capital high performance secondary ion mass spectrometry | Williamson Building G63 |  | 2014-03-01 | John Cowpe | Ian Lyon | 1 Good | 2 Good | 1 Dedicated to particular experiment | 0 |  | 3b3 | 3. Materials Characterisation | B. Spectrometry | 3. Mass Spectrometry | AA09502 | 32167.5 | 0
EPS | SEAES | R0459 | Spectrometer | 07-08 | 2007-11-01 |  |  | chemical ionization mass spectrometer for measurement of nictric acid and ammonia. | Simon Building 1.05 | 261459 | 2010-11-01 18:00 | Asan Bacak | Carl Percival | 1 Good | 2 Good | 1 Dedicated to particular experiment | 0 | Analytical Geochemistry Unit | 3b3 | 3. Materials Characterisation | B. Spectrometry | 3. Mass Spectrometry | R103822 | 100969.19 | 0
EPS | SEAES | R0465 | UCAM instru.develop FFAM JIF | 07-08 | 2007-12-01 |  |  | UCAM instru.develop FFAM JIF | FAAM Aircraft Cranfield | 346978/1 | 2010-12-01 18:00 | [11 empty] | R013365 | 50000 | 0
EPS | SEAES | R0469 | Duoplasmatron - 105 5D | 07-08 | 2008-01-01 |  | Ionoptika | Duoplasmatron Ion Beam system Sample sputtering for Tof-SIMS | Williamson Building G63 | 247412 | 2011-01-01 18:00 | John Cowpe | Ian Lyon | 1 Good | 2 Good | 1 Dedicated to particular experiment | 0 |  | 3b3 | 3. Materials Characterisation | B. Spectrometry | 3. Mass Spectrometry | R012401 | 68000 | 0
EPS | SEAES | R0499 | Spectrometer | 07-08 | 2008-05-01 |  | Aerodyne | W-ToF Mass Spectrometer High resolution | Simon Building | 204671 | 2011-05-01 18:00 | Stuart Pickering | Hugh Coe | 1 Good | 2 Good | 1 Dedicated to particular experiment | 0 |  | 3b3 | 3. Materials Characterisation | B. Spectrometry | 3. Mass Spectrometry | R100710 | 32676.45 | 0
EPS | SEAES | R0499 | Spectrometer | [19 empty] | R101703 | 220358.3 | 0
EPS | SEAES | R0622 | CIMS unit. | 09-10 | 2009-10-01 |  |  | Measures polution at very low levels | Simon Building 1.05 | 604280 | 2012-10-01 18:00 | Carl Percival | Carl Percival | 1 Good | 2 Good | 1 Dedicated to particular experiment | 0 |  | 3b3 | 3. Materials Characterisation | B. Spectrometry | 3. Mass Spectrometry | R103822 | 81576.31 | 0
EPS | SEAES | R0639 | Air quality characterisation system. | 09-10 | 2010-04-01 |  | DMT | Air quality characterisation system. | Simon Building 1.05 | 604285 | 2013-04-01 18:00 | James Allan | Hugh Coe | 1 Good | 2 Good | 2 General purpose research | 0 |  | 3M1 | 3. Materials Characterisation | M. Physical Properties | 1. Particle Size Analysis | R107934 | 31508.87 | 0
EPS | SEAES | R0684 | TEOM 1405-DF Dichotomos TEOM | 09-10 | 2010-07-01 |  | Thermo | TEOM 1405-DF Dichotomos TEOM | BT Tower London Room 1.05 | 653759 | 2013-07-01 18:00 | Paul Williams | Martin Gallagher | 3 Poor - Inoperable | 2 Good | 1 Dedicated to particular experiment | 0 |  | 3M1 | 3. Materials Characterisation | M. Physical Properties | 1. Particle Size Analysis | R111713 | 27420 | 0
EPS | SEAES | R0685 | 3936L75 Scanning Mobility Particle Sizer (SMPS) | 09-10 | 2010-07-01 |  | TSI | 3936L75 Scanning Mobility Particle Sizer (SMPS) | BT Tower London Room 1.05 | 657657 | 2013-07-01 18:00 | Paul Williams | Martin Gallagher | 1 Good | 2 Good | 1 Dedicated to particular experiment | 0 |  | 3M1 | 3. Materials Characterisation | M. Physical Properties | 1. Particle Size Analysis | R111713 | 0 | 0
EPS | SEAES | R0689 | Scanning mobility prticle sizer | 09-10 | 2010-07-01 |  |  | Scanning mobility prticle sizer | Simon Building, Room 2.05, 2.06, FAA aircraft Cranfield, Vierson Airbus Frankfurt - Chicago | 657657 | 2013-07-01 18:00 | James Dorsey | Martin Gallagher | 1 Good | 2 Good | 1 Dedicated to particular experiment | 0 |  | 3M1 | 3. Materials Characterisation | M. Physical Properties | 1. Particle Size Analysis | R111713 | 45475 | 0
EPS | SEAES | R0690 | Aerodynamic particle sizer. | 09-10 | 2010-07-01 |  |  | Aerodynamic particle sizer. | Cloud Physics Laboratory, Laser Safety laboratory, Spray laboratory. Simon Building 2.06, 2.07 & 2.08 | 657657 | 2013-07-01 18:00 | James Dorsey | Martin Gallagher | 1 Good | 2 Good | 2 General purpose research | 0 | FGAMhttp://www.ncas.ac.uk/fgam/ | 3M1 | 3. Materials Characterisation | M. Physical Properties | 1. Particle Size Analysis | R111713 | 30710 | 0
EPS | SEAES | R0696 | Backscatter Cloud Probe | 10-11 | 2010-09-01 |  |  | Backscatter Cloud Probe | Cloud Physics Laboratory, Laser Safety laboratory, Spray laboratory. Simon Building 2.06, 2.07 & 2.08 | 677743 | 2013-09-01 18:00 | James Dorsey | Martin Gallagher | 1 Good | 2 Good | 2 General purpose research | 0 | FGAMhttp://www.ncas.ac.uk/fgam/ | 4J7 | 4. Sample Measurement/Analysis | J. Field Deployable | 7. Weather | R108072 | 34686.46 | 0
EPS | SEAES | R0747 | 3V-CPI Sensor Head iCPI Data Acquisition/Power System | 10-11 | 2012-07-01 |  | SPEC Inc. | 3V-CPI Sensor Head iCPI Data Acquisition/Power System | Cloud Physics Laboratory, Laser Safety laboratory, Spray Laborator. Rooms 2.06, 2.07 & 2.08, Simon Building | 793256 | 2012-07-01 | Martin Gallagher | Martin Gallagher | 1 Good | 2 Good | 2 General purpose research | 0.5 |  | 4J7 | 4. Sample Measurement/Analysis | J. Field Deployable | 7. Weather | R104036 | 142697.21 | 0
EPS | SEAES | R0747 | 3V-CPI Sensor Head iCPI Data Acquisition/Power System | [7 empty] | 2012-10-31 | Martin Gallagher | Martin Gallagher | 1 Good | 2 Good | 2 General purpose research | 0.5 |  | 4J7 | 4. Sample Measurement/Analysis | J. Field Deployable | 7. Weather | R111844 | 13799.02 | 0
EPS | SEAES | R0748 | 2D-S probe with new probe tips | 10-11 | 2011-10-01 |  |  | 2D-S probe with new probe tips | Cloud Physics Laboratory, laser Safety Laboratory, Spray Laboratory: Rooms 2.06,2.07 & 2.08 Second Floor Simon Building | 808088 | 2014-10-01 18:00 | Martin Gallagher | Christopher Ballentine | 1 Good | 1 State of art | 2 General purpose research | 0.5 |  | 3b3 | 3. Materials Characterisation | B. Spectrometry | 3. Mass Spectrometry | R103192 | 30965.61 | 0
EPS | SEAES | R0779 | HELIX MCAR-HR | 10-11 | 2012-07-01 |  | Thermo Fisher Scientific | instrument capable of analysing all isotopes of noble gases | Williamson G50 | 848293 | 2015-07-01 18:00 | John Cowpe | Christopher Ballentine | 1 Good | 2 Good | 1 Dedicated to particular experiment | 0 |  | 3b3 | 3. Materials Characterisation | B. Spectrometry | 3. Mass Spectrometry | R113438 | 0 | 0
EPS | SEAES | R0779 | HELIX MCAR-HR | 13-14 | 2012-06-01 |  | Thermo Fisher Scientific | instrument capable of analysing all isotopes of noble gases | Williamson G50 | 848293 | 2015-06-01 18:00 | John Cowpe | Christopher Ballentine | 1 Good | 2 Good | 1 Dedicated to particular experiment | 0 |  | 3b3 | 3. Materials Characterisation | B. Spectrometry | 3. Mass Spectrometry | R113030 | 0 | 0
EPS | SEAES | R0802 | Automated noble gas preparation system | 11-12 | 2012-07-01 |  | Thermo Fisher Scientific | Automated Vacuum System for noble gas mass spectrometer (Helix MC) | Williamson Building room G50 | 896753 | 2016-03-01 | John Cowpe | Christopher Ballentine | 1 Good | 2 Good | 1 Dedicated to particular experiment | 0 | IAGOShttp://www.iagos.org/ | 3b3 | 3. Materials Characterisation | B. Spectrometry | 3. Mass Spectrometry | AA08281 | 0 | 0
EPS | SEAES | R0802 | Automated noble gas preparation system | [19 empty] | R113438 | 64205 | 0
EPS | SEAES | R0804 | WIBS-3 | 11-12 | 2012-07-01 |  | CAIR | Wavelength Integrating Bioaerosol Spectrometer Model 3 | SAE Lab, Simon Building 2.10 | 893837 | 2014-08-31 | Martin Gallagher | Martin Gallagher | 1 Good | 2 Good | 2 General purpose research | 0 |  | 3a4 | 3. Materials Characterisation | A. Spectroscopy | 4. Optical | R113671 | 22898.28 | 0
EPS | SEAES | R0830 | SP2: Single Particle Soot Photometer AAA-0142 As per Quote No: 1201252 | 11-12 | 2013-03-01 |  | DMT | SP2: Single Particle Soot Photometer AAA-0142 As per Quote No: 1201252 | Simon bldg, basement B.03 (G50) | 970354 | 2015-03-31 | [5 empty] | 0 | [5 empty] | R114905 | 109796.78 | 0
EPS | SEAES | R0831 | Continuum Powerlite DLS model 9030 configured with oscillator and dual amplifier stages, complete wi | 11-12 | 2013-03-01 |  | Continuum | Continuum Powerlite DLS model 9030 configured with oscillator and dual amplifier stages, complete wi |  | 970397 | 2015-03-31 | [5 empty] | 0 | [5 empty] | R114909 | 94140 | 0
EPS | SEAES | R0832 | Automated noble gas preparation system | 11-12 | 2012-07-01 |  | Thermo Fisher Scientific | A Laser ablation, for noble gas mass spectometer system | Williamson Building room G50 | 848284 | 2015-07-01 18:00 | [5 empty] | 0 | [5 empty] | R113030 | 0 | 0
EPS | SEAES | R0832 | Automated noble gas preparation system | 12-13 | 2012-07-01 |  | Thermo Fisher Scientific | A Laser ablation, for noble gas mass spectometer system | Williamson Building room G50 | 848284 | 2015-07-01 18:00 | [5 empty] | 0 | [5 empty] | AA08281 | 0 | 0
EPS | SEAES | R0832 | Automated noble gas preparation system | [19 empty] | R113438 | 0 | 0
EPS | SEAES | R0842 | UV-PES Ultraviolet Photon Emission Spectrometer | 12-13 | 2013-03-01 |  | University of Southampton | UV-PES Ultraviolet Photon Emission Spectrometer | 1.06 Simon Building | 941095 | 2014-02-28 | Carl Percival | Carl Percival | 1 Good | 1 State of art | 3 Research and Teaching | 0 |  | 3l1 | 3. Materials Characterisation | L. Chemical Analysis | 1. Gas Analysis | R113149 | 43892.3 | 0
EPS | SEAES | R0864 | Spotlight 400 & Frontier M/N FTIR | 12-13 | 2013-03-01 |  | Perkin Elmer | Perkin-Elmer Spotlight 400 &Frontier M/N FTIR + Transfer Line | Williamson B30 | 1055847 | 2013-12-01 | Roy Wogelius | Roy Wogelius | 1 Good | 1 State of art | 1 Dedicated to particular experiment | 0.2 | no | 3A2 | 3. Materials Characterisation | A. Spectroscopy | 2. Infra-Red | R115392 | 59400 | 0
EPS | SEAES | R0864 | Spotlight 400 & Frontier M/N FTIR | 13-14 | 2013-03-01 |  | Perkin Elmer | Perkin-Elmer Spotlight 400 &Frontier M/N FTIR + Transfer Line | Williamson B30 | 1055847 | 2015-10-31 | Roy Wogelius | Roy Wogelius | 1 Good | 1 State of art | 1 Dedicated to particular experiment | 0.2 | no | 3A2 | 3. Materials Characterisation | A. Spectroscopy | 2. Infra-Red | AA10328 | 56135.52 | 0
EPS | SEAES | R0888 | Aircraft Counter Flow Virtual Impactor Sampling Inlet System | 12-13 | 2013-07-01 |  |  | BMI CVI | FAAM, Cranfield and University of Manchester Simon Buidling Floor 2, Aircraft Laboratory 2.06 | 1092317 | 2015-03-31 | M. Gallagher |  | 1 Good | 2 Good | 2 General purpose research | 0 | [5 empty] | R114905 | 56948.73 | 0
EPS | SEAES | R0902 | Multi-parameter Bioaerosol Spectrometer (MBS) | 13-14 | 2013-12-01 |  | CAIR Hertforsdshire | Measureslaser induced UV flureoscence spectrum of single airborne particles | Room 1.05, 1.09 Simon Building | 1097217 | 2016-09-30 | M Flynn, I Crawford and J. Whitehead | Martin Gallagher | 1 Good | 2 Good | 1 Dedicated to particular experiment | 0.5 | no |  |  |  |  | AA10328 | 32165 | 974.697
EPS | SEAES | R0902 | Multi-parameter Bioaerosol Spectrometer (MBS) | [19 empty] | R115888 | 32165 | 974.697
EPS | SEAES | R0922 | OC/EC Analyser | 13-14 | 2013-10-01 |  | Sunset Laboratory Inc | Semi-Continuous field analyser | Simon 1.05 | 1160748 | 2014-03-01 04:30 | James Allan | Hugh Coe | 1 Good | 2 Good | 1 Dedicated to particular experiment | 0.5 | www.cas.manchester.ac.uk | 3L4 | 3. Materials Characterisation | L. Chemical Analysis | 4. Solids | R114908 | 32680 | 0
EPS | SEAES | R0926 | LAAPTOF (Bipolar laser ablation Time of Flight Mass Spectrometer for single particle analysis) | 13-14 | 2013-11-01 |  | AeroMegt GmbH | The instrument measures the chemical composition of atmospheric aerosol on a particle by particle basis in real time and sizes the particles simultaneously | Simon Bldg, Rm 2.10 | 1136566 | 2015-07-31 | Hugh Coe | Hugh Coe | 1 Good | 2 Good | 2 General purpose research | 0 | Centre for Atmospheric Sciences | 3b3 | 3. Materials Characterisation | B. Spectrometry | 3. Mass Spectrometry | R114908 | 254790 | 0
EPS | SEAES | R0934 | Noble gas mass spectrometer | 13-14 | 2012-06-01 |  | Thermo Scientific | Measures isotope ratios of noble gases | Williamson, G50 | 1189937 | 2013-03-01 22:30 | John Cowpe | Ray Burgess | 1 Good | 2 Good | 1 Dedicated to particular experiment | 0 | Yes, STFC UK Cosmochemical Analysis Network | 3b3 | 3. Materials Characterisation | B. Spectrometry | 3. Mass Spectrometry | R116525 | 72000 | 0
EPS | SEAES | R0934 | Noble gas mass spectrometer | [7 empty] | 2016-06-01 | John Cowpe | Ray Burgess | 1 Good | 2 Good | 1 Dedicated to particular experiment | 0 | Yes, STFC UK Cosmochemical Analysis Network | 3b3 | 3. Materials Characterisation | B. Spectrometry | 3. Mass Spectrometry | AA06474 | 144000 | 0
EPS | SEAES | R0980 | Aerodyne bespoke mini QCLAS N2O/CO + Option 1 Pump | 13-14 | 2015-07-01 |  |  | Monitoring UK Greenhosue Gases from tall Tower | Simon Room 1.05 but will be deployed in the South of Englan continuosly for 1 year as part of the project funding it. | 1140913 | 2016-06-01 | M. Gallagher and G. Allen | M. Gallagher and G. Allen | 1 Good | 2 Good | 1 Dedicated to particular experiment | 0 | [5 empty] | R115658 | 47808 | 0
EPS | SEAES | R1007 | Mass Spectrometer | 13-14 | 2014-06-01 |  | AERODYNE RESEARCH, Inc. | Simultaenous measurement of particulate and gas phase organic matter | 1.05 Simon Building | 1235130 | 2014-06-30 | Carl Percival | Carl Percival | 2 |  |  | 0 | no | 3b3 | 3. Materials Characterisation | B. Spectrometry | 3. Mass Spectrometry | R116791 | 233292.4 | 0
EPS | SEAES | R1007 | Mass Spectrometer | [19 empty] | R116351 | 0 | 0
EPS | SEAES | R1031 | 2 Gridless reflectrons | 14-15 | 2015-07-01 |  | Scientific Analysis Instruments Ltd | forms part of the mass analyser for a time of flight mass spectrometer | G63 Williamson building | 1179876 | 2015-07-01 | Williamson Building | Ian Lyon | 1 Good | 2 Good | 1 Dedicated to particular experiment | 0 | [5 empty] | R114832 | 46131.12 | 0
EPS | SEAES | R1031 | 2 Gridless reflectrons | [7 empty] | 2015-09-01 | Williamson Building | Ian Lyon | 1 Good | 2 Good | 1 Dedicated to particular experiment | 0 | [5 empty] | R118076 | 0 | 0
EPS | SEAES | R1059 | Single Particle Soot Photometer | 14-15 | 2015-04-01 |  | Droplet Measurement Technologies | Measures black carbon content of aerosol particles | Simon 1.05 then long term (several years) field deployment to India | 1381964 & 1370441 | 2019-04-30 | Hugh Coe | Hugh Coe | 1 Good | 1 State of art | 1 Dedicated to particular experiment | 0 | no | 4J7 | 4. Sample Measurement/Analysis | J. Field Deployable | 7. Weather | R117326 | 117259.26 | 78172.84
EPS | SEAES | E01085 | Upgrade existing Noble Gas Mass Spectrometer - (asset ref.R0934) | 14-15 | 2015-12-01 |  | Isotopx Limited | Upgrade existing Noble Gas Mass Spectrometer - (asset ref.R0934) |  | Jnl#362626(PO1395287) | 2018-12-01 |  |  | 2 | [8 empty] | AA13376 | 60000 | 46666.6667
EPS | SEAES | R1112 | a) Aerosol Chemical Speciation Monitor (ACSM) | 15-16 | 2015-10-01 |  | Aerodyne Research Inc | Provides on-line chemically speciated mass loadings for non-refractory aerosol species | Simon 1.05 to begin but mobile and will be deployed in India | 1414861 | 2019-04-30 | Hugh Coe | Hugh Coe | 1 Good | 2 Good | 2 General purpose research | 0 | no | 3b3 | 3. Materials Characterisation | B. Spectrometry | 3. Mass Spectrometry | R117326 | 103916.35 | 79174.3619
EPS | SEAES | R1112 | b) Isotope Analyser | 15-16 | 2016-05-01 |  | Aerodyne Research Inc | Provides on-line chemically speciated mass loadings for non-refractory aerosol species | n/a | PO1414861 & PO1547677 | 2019-05-01 | Hugh Coe | Hugh Coe | 1 Good | 2 Good | 2 General purpose research | 0 | no | 3b3 | 3. Materials Characterisation | B. Spectrometry | 3. Mass Spectrometry | AA14289 | 160619.99 | 147234.9908
EPS | SEAES | R1135 | NEW XploRA PLUS V1.2 Å MULTILINE Confocal Raman microscope (XPLORA+/M) | 15-16 | 2016-05-15 |  |  |  |  | 1506673 | 2016-05-31 | [11 empty] | R117996 | 109198.8 | 0
EPS | SEAES | R1136 | Quantax 800 with detector Q655-60-129 | 15-16 | 2016-05-15 |  |  | (EDS) Energy Dispersive Spectroscopy system for use in conjunction with FEI QUANTA 650 FEG ESEM to allow analysis of elemental concentrations and distribution in geological \mineralogical\atmospheric\environmental samples | Williamson Research centre | 1506681 | 2016-05-31 | Heath Bagshaw | Sam Shaw | [9 empty] | R117996 | 137820 | 0
EPS | SEAES | R1137 | Quanta 450FEG ESEM | 15-16 | 2016-05-15 |  |  |  |  | 1506516 | 2016-05-31 | [11 empty] | AA10328 | 34015.84 | 0
EPS | SEAES | R1137 | Quanta 450FEG ESEM | [19 empty] | R117996 | 252981.2 | 0
EPS | ELM/ELZ | E01109 | Generator GE Isovolt Titan 225kV 45mA | 15-16 | 2016-04-27 |  | GE Inspection Technologies | High power X-ray source for use in the colour X-ray imaging bay | PSI, 3rd Floor AlanTuring Builidng. | 1345910 | 2019-04-01 |  |  | 1 Good | 1 State of art | 1 Dedicated to particular experiment | 0 | This equipment will become part of the Photon Science Instiute. | 3C2 | 3. Materials Characterisation | C. Imaging | 2. X-ray | WA00832 | 59762.23 | 53121.9822
EPS | Dalton Research Institute | E01116 | NEC MC SNICS - SNICS Ion Source equipment | 15-16 | 2016-05-01 |  |  |  |  | PO1469583 & PO1484286 | 2019-05-01 | [5 empty] | 0 | [5 empty] | AA14301 | 97934.44 | 89773.2367
EPS | School of Physics and Astronomy | R1147 | Cryogen Free Measurement System, | 15-16 | 2016-07-01 |  |  | 14 Tesla cryogen-free measurement system provides a precision-controlled environment for precise measurement of physical properties of materials at sample temperatures ranging from 1.6K to 400K and magnetic fields of up to 14 Tesla without the need for liquid cryogens. | 1st floor laboratory, NGI | PO1588547 (PO1571139-cancelled) | 2019-07-01 | Dr Andrey Kretinin (School of Materials)/John Whittaker (NGI) | Prof Kostya Novoselov (School of Physics & Astronomy) | [9 empty] | R116606 | 159000 | 154583.3333
FLS | Life Sciences | D0012 | [21 empty] | 195000 | 0
FLS | Life Sciences | E00003 | Integrated Aquarium System | 03-04 | 2005-08-01 |  |  | Integrated Aquarium System | Aquarium Infrastructure |  | 2009-08-01 | Michael Jackson | Enrique Amaya | 1 Good | 2 Good | 3 Research and Teaching | 0 | BSF | 6d4 | 6. Infrastructure | D. Laboratory | 4. Vacuum | DA011 | 68362.5 | 0
FLS | Life Sciences | E00021 | Flourescence Imaging System | 03-04 | 2005-08-01 |  |  | Flourescence Imaging System | School request write off |  | 2009-08-01 | [11 empty] | EA010 | 27000 | 0
FLS | Life Sciences | E00047 | Small animal ventilator | 03-04 | 2005-08-01 |  |  | Linton SAR 830P small animal ventilator |  |  | 2009-08-01 | Michael Jackson | [5 empty] | BSF | 6d3 | 6. Infrastructure | D. Laboratory | 3. Controlled Environment | DON0229 | 6723.65 | 0
FLS | Life Sciences | E00062 | Time Lapse Imaging | 02-03 | 2005-08-01 |  |  | Time Lapse Imaging | School request write off |  | 2009-08-01 | [11 empty] | HB000 | 8256.89 | 0
FLS | Life Sciences | E00070 | ABI Prism 3100 analyser | 02-03 | 2005-08-01 |  | ABI | ABI Prism 3100 analyser | Michael Smith Building |  | 2009-08-01 | [5 empty] | 0 |  | 4f2 | 4. Sample Measurement/Analysis | F. Proteins/Nucleic Acids | 2. PCR | HB000 | 26089 | 0
FLS | Life Sciences | E00076 | Scanner | 02-03 | 2005-08-01 |  |  | Scanner | School request write off |  | 2009-08-01 | [11 empty] | HB000 | 40839 | 0
FLS | Life Sciences | E00078 | Imaging system | 02-03 | 2005-08-01 |  |  | Imaging system | School request write off |  | 2009-08-01 | [11 empty] | HB000 | 5813.82 | 0
FLS | Life Sciences | E00082 | Microscope | 02-03 | 2005-08-01 |  |  | Microscope | School request write off |  | 2009-08-01 | [11 empty] | EA010 | 30860.2 | 0
FLS | Life Sciences | E00087 | Poweredge 2500 - P111 1.4GHz/512k | 02-03 | 2004-08-01 18:00 |  | Dell | Poweredge 2500 - P111 1.4GHz/512k |  |  | 2009-08-01 | [5 empty] | 0 |  | 6a1 | 6. Infrastructure | A. IT | 1. Server | UON0001 | 6705 | 0
FLS | Life Sciences | E00093 | DNA Enginesystem | 02-03 | 2005-08-01 |  |  | DNA Enginesystem | School request write off |  | 2009-08-01 | [11 empty] | EA000 | 27000 | 0
FLS | Life Sciences | E00132 | Centrifuge | 01-02 | 2005-08-01 |  |  | Centrifuge | Stopford Building |  | 2009-08-01 | [5 empty] | 0 |  | 2b2 | 2. Process Equipment – Biological | B. Centrifuge | 2. High Speed | HB000 | 11070 | 0
FLS | Life Sciences | E00136 | Powerlab Systems -45 attached to computers | 01-02 | 2005-08-01 |  | AD Instruments | Powerlab Systems -45 attached to computers | Stopford Building - teaching ground & 1st floors |  | 2009-08-01 | Linda Berry | Linda Berry |  |  |  | 0 |  | 4g1 | 4. Sample Measurement/Analysis | G. Bio-Medical | 1. Cardiovascular | EA010 | 32890 | 0
FLS | Life Sciences | E00161 | Dionex | 00-01 | 2005-08-01 |  |  | Dionex | Michael Smith Building B2071 |  | 2009-08-01 | David Knight | David Knight | 1 Good | 2 Good | 2 General purpose research | 0.3 |  | 3l5 | 3. Materials Characterisation | L. Chemical Analysis | 5. Chromatography | AB020 | 3501.27 | 0
FLS | Life Sciences | E00162 | Dionex | 00-01 | 2005-08-01 |  |  | Dionex | Michael Smith Building B2071 |  | 2009-08-01 | David Knight | David Knight | 1 Good | 2 Good | 2 General purpose research | 0.3 |  | 3l5 | 3. Materials Characterisation | L. Chemical Analysis | 5. Chromatography | EA010 | 17692.82 | 0
FLS | Life Sciences | E00163 | Dionex | 00-01 | 2005-08-01 |  |  | Dionex | Michael Smith Building B2071 |  | 2009-08-01 | David Knight | David Knight | 1 Good | 2 Good | 2 General purpose research | 0.3 |  | 3l5 | 3. Materials Characterisation | L. Chemical Analysis | 5. Chromatography | HB000 | 15062.2 | 0
FLS | Life Sciences | E00170 | Image Analyser | 00-01 | 2005-08-01 |  |  | Image Analyser | School request write off |  | 2009-08-01 | [11 empty] | EA010 | 25000 | 0
FLS | Life Sciences | E00180 | Microscope | 00-01 | 2005-08-01 |  |  | Microscope | Stopford Building EM Unit |  | 2009-08-01 | Aleksander Mironov | Karl Kadler |  |  |  | 0 |  | 3d3 | 3. Materials Characterisation | D. Optical Microscopy | 3. Transmission | SM000 | 6994.5 | 0
FLS | Life Sciences | E00181 | Microscope | 00-01 | 2005-08-01 |  |  | Microscope | Stopford Building EM Unit |  | 2009-08-01 | Aleksander Mironov | Karl Kadler |  |  |  | 0 |  | 3d3 | 3. Materials Characterisation | D. Optical Microscopy | 3. Transmission | HB000 | 713.44 | 0
FLS | Life Sciences | E00186 | Microscope | 00-01 | 2005-08-01 |  |  | Microscope | Stopford Building EM Unit |  | 2009-08-01 | Aleksander Mironov | Karl Kadler |  |  |  | 0 |  | 3d3 | 3. Materials Characterisation | D. Optical Microscopy | 3. Transmission | HB000 | 32429.3 | 0
FLS | Life Sciences | E00201 | Microscope | 00-01 | 2005-08-01 |  |  | Microscope | Stopford Building EM Unit |  | 2009-08-01 | Aleksander Mironov | Karl Kadler |  |  |  | 0 |  | 3d3 | 3. Materials Characterisation | D. Optical Microscopy | 3. Transmission | SM000 | 62950.54 | 0
FLS | Life Sciences | E00202 | Microscope | 00-01 | 2005-08-01 |  |  | Microscope | Stopford Building EM Unit |  | 2009-08-01 | Aleksander Mironov | Karl Kadler |  |  |  | 0 |  | 3d3 | 3. Materials Characterisation | D. Optical Microscopy | 3. Transmission | HB000 | 6420.96 | 0
FLS | Life Sciences | E00218 | SPECTROPHOTOMETERS | 00-01 | 2005-08-01 |  |  | SPECTROPHOTOMETERS | Stopford Building - teaching |  | 2009-08-01 | Linda Berry | Linda Berry |  |  |  | 0 |  | 3a4 | 3. Materials Characterisation | A. Spectroscopy | 4. Optical | EA010 | 27377.5 | 0
FLS | Life Sciences | E00232 | BIOSPECTROMETER | 97-98 | 1999-08-01 12:00 |  |  | 1-VOYAGER ELITE BIOSPECTROMETER | MIB Building |  | 2009-08-01 | [5 empty] | 0 |  | 3b3 | 3. Materials Characterisation | B. Spectrometry | 3. Mass Spectrometry | D01304 | 20000 | 0
FLS | Life Sciences | E00233 | BIOSPECTROMETER | 97-98 | 1999-08-01 12:00 |  |  | 1-VOYAGER ELITE BIOSPECTROMETER | MIB Building |  | 2009-08-01 | [5 empty] | 0 |  | 3b3 | 3. Materials Characterisation | B. Spectrometry | 3. Mass Spectrometry | A01979 | 80000 | 0
FLS | Life Sciences | E00234 | BIOSPECTROMETER | 97-98 | 1999-08-01 12:00 |  | Beckman | 1-OPTIMA LE 80K ULTRACENTRIFUGE | MIB Building |  | 2009-08-01 | [5 empty] | 0 |  | 2b1 | 2. Process Equipment – Biological | B. Centrifuge | 1. Ultracentrifuges | D01303 | 25000 | 0
FLS | Life Sciences | E00236 | PROJECTOR | 97-98 | 1999-08-01 12:00 |  |  | SANYO PLC 5500 LCD PROJECTOR | School request write off |  | 2009-08-01 | [11 empty] | E21217 | 5985 | 0
FLS | Life Sciences | E00239 | SPECTROPHOTOMETER | 97-98 | 1999-08-01 12:00 |  | Biotek Instruments | UVIKON 943 SPECTROPHOTOMETER | MIB Building |  | 2009-08-01 | [5 empty] | 0 |  | 3a4 | 3. Materials Characterisation | A. Spectroscopy | 4. Optical | E01000 | 13810 | 0
FLS | Life Sciences | E00254 | No information | 96-97 | 1999-08-01 12:00 |  |  | No information | School request write off |  | 2009-08-01 | [11 empty] | S01640 | 10000 | 0
FLS | Life Sciences | E00255 | Waterbath Shaker | 96-97 | 1999-08-01 12:00 |  |  | Aquatron Waterbath Shaker | School request write off |  | 2009-08-01 | [11 empty] | S01640 | 6230 | 0
FLS | Life Sciences | E00256 | Processor and Water Filter | 96-97 | 1999-08-01 12:00 |  |  | FPM800A Processor and Water Filter | MIB Building |  | 2009-08-01 | [5 empty] | 0 |  | 2d2 | 2. Process Equipment – Biological | D. Sterilisation | 2. Water Purification | S01660 | 5096 | 0
FLS | Life Sciences | E00257 | Lumat Measuring System | 96-97 | 1999-08-01 12:00 |  |  | Lumat Measuring System | MIB Building |  | 2009-08-01 | [5 empty] | 0 |  | 2e5 | 2. Process Equipment – Biological | E. Characterisation | 5. Plate Readers | S01660 | 20000 | 0
FLS | Life Sciences | E00258 | Heraeus Incubators | 96-97 | 1999-08-01 12:00 |  | Heraeus | Heraeus Incubators Model BB6220 | MIB Building |  | 2009-08-01 | [5 empty] | 0 |  | 2a3 | 2. Process Equipment – Biological | A. Growth and Manipulation | 3. Cell Culture | S01660 | 39999 | 0
FLS | Life Sciences | E00259 | Densitometer | 96-97 | 1999-08-01 12:00 |  |  | Densitometer | MIB Building |  | 2009-08-01 | [5 empty] | 0 |  | 3a4 | 3. Materials Characterisation | A. Spectroscopy | 4. Optical | E01227 | 35047.87 | 0
FLS | Life Sciences | E00260 | Automated Biological System | 96-97 | 1999-08-01 12:00 |  |  | Automated Biological System | School request write off |  | 2009-08-01 | [11 empty] | D01222 | 17500 | 0
FLS | Life Sciences | E00261 | No information | 96-97 | 1999-08-01 12:00 |  |  | No information | School request write off |  | 2009-08-01 | [11 empty] | D01207 | 5600 | 0
FLS | Life Sciences | E00262 | SMART System | 96-97 | 1999-08-01 12:00 |  |  | SMART System | MIB Building |  | 2009-08-01 | [5 empty] | 0 | [5 empty] | D01003 | 50000 | 0
FLS | Life Sciences | E00269 | Dell Powerhouse | 03-04 | 2004-08-01 18:00 |  | Dell | Dell Powerhouse | MIB Building |  | 2009-08-01 | [5 empty] | 0 |  | 6a1 | 6. Infrastructure | A. IT | 1. Server | DBM0150 | 13500 | 0
FLS | Life Sciences | E00270 | camera | 03-04 | 2003-07-01 12:00 |  |  | LOT Photon camera | Transferred to Life Sciences |  | 2013-07-01 | [5 empty] | 0 |  | 4e5 | 4. Sample Measurement/Analysis | E. Optical | 5. High Resolution Imaging | LC10010 | 25186.32 | 0
FLS | Life Sciences | E00271 | topographer | 03-04 | 2003-07-01 12:00 |  |  | Corneal topographer | Moffat |  | 2013-07-01 | Hilary Marsh |  |  |  |  | 0 |  | 6d2 | 6. Infrastructure | D. Laboratory | 2. Medical | LC10010 | 8929.2 | 0
FLS | Life Sciences | E00274 | Axiovert Adapter | 03-04 | 2003-07-01 12:00 |  | Zeiss | Zeiss Axiovert Adapter | MIB Building |  | 2013-07-01 | [5 empty] | 0 |  | 3d3 | 3. Materials Characterisation | D. Optical Microscopy | 3. Transmission | LC10010 | 11617.5 | 0
FLS | Life Sciences | E00275 | Alpha Plan-Fluar | 03-04 | 2003-07-01 12:00 |  | Zeiss | Zeiss - Alpha Plan-Fluar | MIB Building |  | 2013-07-01 | [5 empty] | 0 |  | 3d3 | 3. Materials Characterisation | D. Optical Microscopy | 3. Transmission | LC10010 | 6695 | 0
FLS | Life Sciences | E00286 | Ultra Centrifuge | 03-04 | 2003-07-01 12:00 |  |  | Ultra Centrifuge | MIB Building |  | 2013-07-01 | [5 empty] | 0 |  | 2b1 | 2. Process Equipment – Biological | B. Centrifuge | 1. Ultracentrifuges | LC10010 | 18346.82 | 0
FLS | Life Sciences | E00287 | SIGMA Centrifuge | 03-04 | 2003-07-01 12:00 |  | Sigma | SIGMA Centrifuge | MIB Building |  | 2013-07-01 | [5 empty] | 0 |  | 2b2 | 2. Process Equipment – Biological | B. Centrifuge | 2. High Speed | LC10010 | 5134.24 | 0
FLS | Life Sciences | E00288 | Spectometer | 03-04 | 2003-07-01 12:00 |  |  | Tandem Mass Spectometer | MIB Building |  | 2013-07-01 | [5 empty] | 0 |  | 3b3 | 3. Materials Characterisation | B. Spectrometry | 3. Mass Spectrometry | LC10010 | 100000 | 0
FLS | Life Sciences | E00292 | Microscope | 02-03 | 2002-07-01 12:00 |  | Nidek Technologies | Nidek confoscan 3 confocal microscope |  |  | 2012-07-01 | [5 empty] | 0 |  | 3d1 | 3. Materials Characterisation | D. Optical Microscopy | 1. Confocal | LC10010 | 35995 | 0
FLS | Life Sciences | E00303 | Bruker 400 Inv 4020770 | 02-03 | 2002-07-01 12:00 |  | Bruker | 400MHz NMR Spectrometer | MIB Building |  | 2012-07-01 | Barbara Gore | Barbara Gore | 3 Adequate | 2 General purpose research | 3 Research and Teaching | 0 | http://www.mib.ac.uk/research/facilities/nmr | 3c1 | 3. Materials Characterisation | C. Imaging | 1. Magnetic Resonance | LC10010 | 343750 | 0
FLS | Life Sciences | E00378 | BMM Weston Inv Y9967 - Steril for C14 HTM2010 | 05-06 | 2005-07-01 18:00 |  | BMM Weston | BMM Weston Inv Y9967 - Steril for C14 HTM2010 | 4.016 AVHill |  | 2010-07-01 | Louise Hewitt | Louise Hewitt | 1 Good | 2 Good | 3 Research and Teaching | 0 |  | 2d1 | 2. Process Equipment – Biological | D. Sterilisation | 1. Autoclave | LC10054 | 32189.08 | 0
FLS | Life Sciences | E00390 | Aberrometer | 04-05 | 2004-07-01 12:00 |  | Imagine Eyes | Imagine Eyes - Aberrometer and Medical PC | Moffat |  | 2014-07-01 | [5 empty] | 0 |  | 6d2 | 6. Infrastructure | D. Laboratory | 2. Medical | LC10010 | 10064.37 | 0
FLS | Life Sciences | E00391 | Oculus Pentacam | 04-05 | 2004-07-01 12:00 |  | Birmingham Optical Group | Birmingham Optical Group - Oculus Pentacam | Moffat |  | 2014-07-01 | [5 empty] | 0 |  | 6d2 | 6. Infrastructure | D. Laboratory | 2. Medical | LC10010 | 31087.13 | 0
FLS | Life Sciences | E00395 | camera | 06-07 | 2007-08-01 |  | Photometrics | COOLSNAP ES2 CAMERAS QUOTE ER108136R1 |  |  | 2011-08-01 | [5 empty] | 0 |  | 3c5 | 3. Materials Characterisation | C. Imaging | 5. In Vivo Fluorescence | AA05786 | 28998 | 0
FLS | Life Sciences | E00402 | Microscopy Equipment | 06-07 | 2007-01-01 |  |  | Microscopy Equipment | Michael Smith Building A-D Hub |  | 2011-01-01 | Alexander Smith |  |  |  |  | 0 |  | 3d3 | 3. Materials Characterisation | D. Optical Microscopy | 3. Transmission | LC10272 | 812845.9 | 0
FLS | Life Sciences | E00402 | Microscopy Equipment | 07-08 | 2007-11-01 |  |  | Microscopy Equipment | Michael Smith Building A-D Hub |  | 2011-11-01 | Alexander Smith |  |  |  |  | 0 |  | 3d3 | 3. Materials Characterisation | D. Optical Microscopy | 3. Transmission | FB00014 | 56767.43 | 0
FLS | Life Sciences | E00404 | Infared Imaging System | 06-07 | 2007-02-01 |  | Li-Cor | 9201 Odyssey Infared Imaging System | Stopford Building | 205805 | 2011-02-01 | Stephen Whittaker |  |  |  |  | 0 |  | 3c3 | 3. Materials Characterisation | C. Imaging | 3. Infra-Red | FA00949 | 41650 | 0
FLS | Life Sciences | E00413 | 5 Fly incubators | 06-07 | 2006-12-01 |  |  | 5 Fly incubators as per QUOTE REF 111507-2MAN01 | Michael Smith Building B2206 | 157306 | 2010-12-01 | Richard Preziosi | Richard Preziosi | 1 Good | 1 State of art | 2 General purpose research | 0 |  | 6d4 | 6. Infrastructure | D. Laboratory | 4. Vacuum | AA04966 | 25107.05 | 0
FLS | Life Sciences | E00420 | PATHWAY 855 LAF | 06-07 | 2006-09-01 |  |  | PATHWAY 855 LAF | Michael Smith Building |  | 2010-09-01 | Peter March |  |  |  |  | 0 | Bioimaging Facility | 3c5 | 3. Materials Characterisation | C. Imaging | 5. In Vivo Fluorescence | FB00014 | 84794.26 | 0
FLS | Life Sciences | E00421 | OBJECTIVE 40X/340 OLYMP | 06-07 | 2006-09-01 |  | Olympus | OBJECTIVE 40X/340 OLYMP [14.0075] | Michael Smith Building |  | 2010-09-01 | [5 empty] | 0 |  | 3d3 | 3. Materials Characterisation | D. Optical Microscopy | 3. Transmission | FB00014 | 28264.75 | 0
FLS | Life Sciences | E00422 | OBJECTIVE 4 X UPFL OLYMP | 06-07 | 2006-09-01 |  | Olympus | OBJECTIVE 4 X UPFL OLYMP | Michael Smith Building |  | 2010-09-01 | [5 empty] | 0 |  | 3d3 | 3. Materials Characterisation | D. Optical Microscopy | 3. Transmission | FB00014 | 28264.75 | 0
FLS | Life Sciences | E00423 | OBJECT 10X UPFL OLYMP | 06-07 | 2006-09-01 |  | Olympus | OBJECT 10X UPFL OLYMP | Michael Smith Building |  | 2010-09-01 | [5 empty] | 0 |  | 3d3 | 3. Materials Characterisation | D. Optical Microscopy | 3. Transmission | FB00014 | 28264.75 | 0
FLS | Life Sciences | E00435 | Akta Purifier 10 | 05-06 | 2005-07-01 |  | GE Healthcare | Akta Purifier 10 with Frac 920 | Michael Smith Building C3212 |  | 2009-07-01 | Cay Kielty | Cay Kielty | 1 Good | 2 Good | 2 General purpose research | 0.2 |  | 3l5 | 3. Materials Characterisation | L. Chemical Analysis | 5. Chromatography | LC10010 | 28624.2 | 0
FLS | Life Sciences | E00436 | Akta Purifier 10 | 05-06 | 2005-07-01 |  | GE Healthcare | Akta Purifier 10 with Frac 950 | Michael Smith Building C3225 |  | 2009-07-01 | Mike Briggs | Mike Briggs | 3 Poor - Inoperable | 2 Good | 2 General purpose research | 0.5 |  | 3l5 | 3. Materials Characterisation | L. Chemical Analysis | 5. Chromatography | LC10054 | 59100 | 0
FLS | Life Sciences | E00437 | UPLC Core System | 05-06 | 2005-07-01 |  | Waters | nanoACQUITY UPLC Core System | Michael Smith Building B.2071 |  | 2009-07-01 | David Knight | David Knight | 1 Good | 1 State of art | 2 General purpose research | 0 | Biomolecular Analysis Facility | 3l5 | 3. Materials Characterisation | L. Chemical Analysis | 5. Chromatography | LC10010 | 46104.2 | 0
FLS | Life Sciences | E00438 | Xenapus SPP | 05-06 | 2005-07-01 |  |  | Design, Manufacture, Installation and startup of systems for the holding of Xenapus SPP and Axolotl. | Aquarium Infrastructure |  | 2009-07-01 | Enrique Amaya |  | 1 Good | 2 Good | 2 General purpose research | 0 |  | 6d4 | 6. Infrastructure | D. Laboratory | 4. Vacuum | LC10010 | 32455.31 | 0
FLS | Life Sciences | E00440 | Cascade | 05-06 | 2005-07-01 |  | Photometrics | Cascade - II 512B, high vacuum | Michael Smith Building |  | 2009-07-01 | [5 empty] | 0 |  | 3c5 | 3. Materials Characterisation | C. Imaging | 5. In Vivo Fluorescence | LC10010 | 29392.63 | 0
FLS | Life Sciences | E00441 | Progress billing for April | 05-06 | 2005-07-01 |  |  | Progress billing for April | Aquarium Infrastructure |  | 2009-07-01 | Enrique Amaya |  | 1 Good | 2 Good | 2 General purpose research | 0 |  | 6d4 | 6. Infrastructure | D. Laboratory | 4. Vacuum | LC10010 | 205122.8 | 0
FLS | Life Sciences | E00442 | nanoACQUITY UPLC Core System | 05-06 | 2005-07-01 |  | Waters | nanoACQUITY UPLC Core System | Michael Smith Building B.2071 |  | 2009-07-01 | David Knight | David Knight | 1 Good | 1 State of art | 2 General purpose research | 0.2 | Biomolecular Analysis Facility | 3l5 | 3. Materials Characterisation | L. Chemical Analysis | 5. Chromatography | LC10010 | 51670.86 | 0
FLS | Life Sciences | E00449 | IDF SYSTEM | 05-06 | 2005-07-01 |  | Bruker | ULTRAFLEX II TOFITOR 200 MALOI - IDF SYSTEM | Michael Smith Building B2071 |  | 2009-07-01 | David Knight | David Knight | 1 Good | 2 Good | 2 General purpose research | 0.2 |  | 2e2 | 2. Process Equipment – Biological | E. Characterisation | 2. UV | LC10010 | 184700 | 0
FLS | Life Sciences | E00452 | AKTA system | 05-06 | 2005-07-01 |  |  | AKTA system | Michael Smith Building C3212 |  | 2009-07-01 | Cay Kielty | Cay Kielty | 1 Good | 2 Good | 2 General purpose research | 0.2 |  | 2c3 | 2. Process Equipment – Biological | C. Tissue Processing | 3. Microtome | LC10010 | 25950 | 0
FLS | Life Sciences | E00456 | TgK Scientific HPSF-56 | 05-06 | 2005-07-01 |  | TgK Scientific | High pressure Stopped-flow system | MIB Building – Rm 3.056 |  | 2009-07-01 | Derren Heyes | Derren Heyes | 1 Good | 1 State of art | 2 General purpose research | 0.2 |  | 6d4 | 6. Infrastructure | D. Laboratory | 4. Vacuum | LC10010 | 73390 | 0
FLS | Life Sciences | E00464 | Leica ultracut UC6 | 05-06 | 2005-07-01 |  | Leica | Leica ultracut UC6 with anti vibration table | Michael Smith Building D1509 |  | 2009-07-01 | Aleksandr Mironov | Aleksandr Mironov | 1 Good | 1 State of art | 2 General purpose research | 0.8 |  | 2E6 | 2. Process Equipment – Biological | E. Characterisation | 6. Analysers | LC10010 | 32367.6 | 0
FLS | Life Sciences | E00465 | Startup System | 05-06 | 2005-07-01 |  |  | Startup System - % of order | Aquarium Infrastructure |  | 2009-07-01 | Enrique Amaya |  | 1 Good | 2 Good | 2 General purpose research | 0 |  | 4f2 | 4. Sample Measurement/Analysis | F. Proteins/Nucleic Acids | 2. PCR | LC10010 | 160751.8 | 0
FLS | Life Sciences | E00466 | Microarray Scanner | 05-06 | 2005-07-01 |  | Axon | Axon 4000B Genepix Microarray Scanner | Michael Smith Building B4071 |  | 2009-07-01 | Andy Hayes | Andy Hayes | 1 Good | 3 Adequate | 2 General purpose research | 0.9 |  | 3l5 | 3. Materials Characterisation | L. Chemical Analysis | 5. Chromatography | LC10010 | 34013.45 | 0
FLS | Life Sciences | E00467 | Laboratory Animal Monitoring System | 05-06 | 2005-07-01 |  |  | Laboratory Animal Monitoring System | Stopford Building |  | 2009-07-01 | [6 empty] | BSF | 6d4 | 6. Infrastructure | D. Laboratory | 4. Vacuum | LC10010 | 79414.5 | 0
FLS | Life Sciences | E00514 | System Tower | 04-05 | 2005-08-01 |  |  | 4351105 RT PCR System Tower | Stopford Building |  | 2009-08-01 | [5 empty] | 0 |  | 2b2 | 2. Process Equipment – Biological | B. Centrifuge | 2. High Speed | AB001 | 34358.86 | 0
FLS | Life Sciences | E00521 | Variable Flow Chromography | 04-05 | 2005-08-01 |  |  | Variable Flow Chromography | Michael Smith Building |  | 2009-08-01 | David Knight |  |  |  |  | 0 |  | 3l5 | 3. Materials Characterisation | L. Chemical Analysis | 5. Chromatography | EA010 | 26487 | 0
FLS | Life Sciences | E00536 | Integrated Aquarium System | 04-05 | 2005-08-01 |  |  | Integrated Aquarium System | Aquarium Infrastructure |  | 2009-08-01 | [6 empty] | BSF | 3d1 | 3. Materials Characterisation | D. Optical Microscopy | 1. Confocal | DA011 | 13672.5 | 0
FLS | Life Sciences | E00540 | Integrated Aquarium System | 04-05 | 2005-08-01 |  |  | Integrated Aquarium System | Aquarium Infrastructure |  | 2009-08-01 | [6 empty] | BSF | 3c5 | 3. Materials Characterisation | C. Imaging | 5. In Vivo Fluorescence | DA011 | 54690 | 0
FLS | Life Sciences | E00555 | FIXED ANGLE ROTOR | 01-02 | 2001-08-01 12:00 |  | Beckman Coulter | TYPE 50.2 TI FIXED ANGLE ROTOR | MIB Building | 581433 | 2011-08-01 | [5 empty] | 0 |  | 6d2 | 6. Infrastructure | D. Laboratory | 2. Medical | LC10010 | 7320 | 0
FLS | Life Sciences | E00556 | WASHING DRYING MACHINE | 01-02 | 2001-08-01 12:00 |  | Lancer | LANCER 1600 UP UNIVERSAL PROGRAMMING WASHING DRYING MACHINE | MIB Building | 578888 | 2011-08-01 | [5 empty] | 0 |  | 6d2 | 6. Infrastructure | D. Laboratory | 2. Medical | LC10010 | 24655.5 | 0
FLS | Life Sciences | E00557 | LSM 510 CONFOCAL MICROSCOPE | 01-02 | 2001-08-01 12:00 |  | Zeiss | LSM 510 CONFOCAL MICROSCOPE ON AXIOVERT 200M | MIB Building | 577124 | 2011-08-01 | [5 empty] | 0 |  | 3d1 | 3. Materials Characterisation | D. Optical Microscopy | 1. Confocal | LC10010 | 40381.18 | 0
FLS | Life Sciences | E00558 | COOLSNAP CCD CAMERA | 01-02 | 2001-08-01 12:00 |  | Photometrics | COOLSNAP CCD CAMERA ASSOCIATED SOFT AND HARDWARE | MIB Building | 577125 | 2011-08-01 | [5 empty] | 0 |  | 3c5 | 3. Materials Characterisation | C. Imaging | 5. In Vivo Fluorescence | LC10010 | 49483 | 0
FLS | Life Sciences | E00562 | FIELD TESTING INSTRUMENT | 01-02 | 2001-08-01 12:00 |  |  | HUMPHREY FIELD TESTING INSRUME |  | 575985 | 2011-08-01 | [5 empty] | 0 |  | 4G7 | 4. Sample Measurement/Analysis | G. Bio-Medical | 7. Optical | LC10010 | 4051.81 | 0
FLS | Life Sciences | E00563 | FIELD TESTING INSTRUMENT | 01-02 | 2001-08-01 12:00 |  |  | HUMPHREY FIELD TESTING INSRUME |  | 575985 | 2011-08-01 | [5 empty] | 0 |  | 4G7 | 4. Sample Measurement/Analysis | G. Bio-Medical | 7. Optical | LC10010 | 24666.94 | 0
FLS | Life Sciences | E00567 | No information | 01-02 | 2001-08-01 12:00 |  |  | No information | School request write off | 575785 | 2011-08-01 | [11 empty] | LC10010 | 14543.55 | 0
FLS | Life Sciences | E00569 | Topcon Imagenet 2000 Eco | 01-02 | 2001-08-01 12:00 |  | Topcon | Topcon Imagenet 2000 Eco |  |  | 2011-08-01 | [5 empty] | 0 |  | 6d2 | 6. Infrastructure | D. Laboratory | 2. Medical | LC10010 | 7368.8 | 0
FLS | Life Sciences | E00574 | MICROPLATE FLUOROMETER | 00-01 | 2000-07-01 12:00 |  | Berthold Technologies | LB970 TWINKLE MICROPLATE FLUOROMETER WITH TOP/ BOTTOM READING AND HEATING | MIB Building | 574306 | 2010-07-01 | [5 empty] | 0 |  | 2e1 | 2. Process Equipment – Biological | E. Characterisation | 1. Fluorescent Readers | LC10010 | 16200 | 0
FLS | Life Sciences | E00583 | LAB. STERILIZER | 00-01 | 2000-07-01 12:00 |  |  | DRYTON CASTLE LMGVAC7000 21 CU FT LAB. STERILIZER | MIB Building | 566531 | 2010-07-01 | [5 empty] | 0 |  | 2d1 | 2. Process Equipment – Biological | D. Sterilisation | 1. Autoclave | LC10010 | 26532 | 0
FLS | Life Sciences | E00586 | TYPE SW28 ROTOR | 00-01 | 2000-07-01 12:00 |  |  | TYPE SW28 ROTOR | MIB Building | 571539 | 2010-07-01 | [5 empty] | 0 |  | 2b2 | 2. Process Equipment – Biological | B. Centrifuge | 2. High Speed | LC10010 | 8755.63 | 0
FLS | Life Sciences | E00589 | BIOLOGICAL SAFETY CABINET | 00-01 | 2000-07-01 12:00 |  |  | UNIMAT II BIOLOGICAL SAFETY CABINET 1200MM | School request write off | 569839 | 2010-07-01 | [11 empty] | LC10010 | 5287 | 0
FLS | Life Sciences | E00591 | TYPE SW40Ti ROTOR | 00-01 | 2000-07-01 12:00 |  |  | TYPE SW40Ti ROTOR | MIB Building | 568597 | 2010-07-01 | [5 empty] | 0 |  | 2b2 | 2. Process Equipment – Biological | B. Centrifuge | 2. High Speed | LC10010 | 22362.34 | 0
FLS | Life Sciences | E00593 | DRYTON CASTLE LMGVAC7000 21 CU | 00-01 | 2000-07-01 12:00 |  |  | DRYTON CASTLE LMGVAC7000 21 CU | MIB Building | 566531 | 2010-07-01 | [5 empty] | 0 |  | 2d1 | 2. Process Equipment – Biological | D. Sterilisation | 1. Autoclave | LC10010 | 26533 | 0
FLS | Life Sciences | E00594 | HUMPHREY FIELD ANALYSER | 00-01 | 2000-07-01 12:00 |  |  | HUMPHREY FIELD ANALYSER |  | 568198 | 2010-07-01 | [5 empty] | 0 |  | 6d2 | 6. Infrastructure | D. Laboratory | 2. Medical | LC10010 | 7343.75 | 0
FLS | Life Sciences | E00595 | ULTIMATE SYSTEMS | 00-01 | 2000-07-01 12:00 |  | Biopac | BIOPAC STUDENT LAB - ULTIMATE SYSTEMS (5) |  | 567355 | 2010-07-01 | [5 empty] | 0 |  | 4g1 | 4. Sample Measurement/Analysis | G. Bio-Medical | 1. Cardiovascular | LC10010 | 32035.48 | 0
FLS | Life Sciences | E00599 | MICROMANIPULATOR | 99-00 | 1999-07-01 12:00 |  | Singer | SINGER MSM SYSTEM SERIES 200 MICROMANIPULATOR | MIB Building | 564886 | 2009-07-01 | [5 empty] | 0 |  | 2c3 | 2. Process Equipment – Biological | C. Tissue Processing | 3. Microtome | LC10010 | 11800 | 0
FLS | Life Sciences | E00607 | Imaging system | 99-00 | 1999-07-01 12:00 |  |  | Imaging system | School request write off | 563448 | 2009-07-01 | [11 empty] | LC10010 | 14787.38 | 0
FLS | Life Sciences | E00619 | DETECTOR | 99-00 | 1999-07-01 12:00 |  |  | EX USED TOP COUNT 2 DETECTOR, WITH PC, PRINTER & TEMPERATURE CONTROL | MIB Building | 559166 | 2009-07-01 | [5 empty] | 0 |  | 2e7 | 2. Process Equipment – Biological | E. Characterisation | 7. Scintillation Counters | LC10010 | 10000 | 0
FLS | Life Sciences | E00620 | DETECTOR | 99-00 | 1999-07-01 12:00 |  |  | EX USED TOP COUNT 2 DETECTOR, WITH PC, PRINTER & TEMPERATURE CONTROL | MIB Building | 559166 | 2009-07-01 | [5 empty] | 0 |  | 2e7 | 2. Process Equipment – Biological | E. Characterisation | 7. Scintillation Counters | LC10010 | 10000 | 0
FLS | Life Sciences | E00622 | COLOUR CCD SYSTEM | 99-00 | 1999-07-01 12:00 |  | Photometrics | COOL SNAP COLOUR CCD SYSTEM | MIB Building | 558626 | 2009-07-01 | [5 empty] | 0 |  | 3c5 | 3. Materials Characterisation | C. Imaging | 5. In Vivo Fluorescence | LC10010 | 6123 | 0
FLS | Life Sciences | E00623 | COLOUR CCD SYSTEM | 99-00 | 1999-07-01 12:00 |  | Photometrics | COOL SNAP COLOUR CCD SYSTEM | MIB Building | 558626 | 2009-07-01 | [5 empty] | 0 |  | 3c5 | 3. Materials Characterisation | C. Imaging | 5. In Vivo Fluorescence | LC10010 | 8000 | 0
FLS | Life Sciences | E00624 | DISPOSOMATIC | 99-00 | 1999-07-01 12:00 |  |  | DISPOSOMATIC 500-55B | MIB Building | 558277 | 2009-07-01 | [5 empty] | 0 |  | 1d1 | 1. Process Equipment – Physical | D. Controlled Environment | 1. Furnace | LC10010 | 7125 | 0
FLS | Life Sciences | E00625 | MICROTOME | 98-99 | 1999-07-01 12:00 |  | Leica | RM2155 FULLY MOTORISED MICROTOME | MIB Building | 558446 | 2009-07-01 | [5 empty] | 0 |  | 2c3 | 2. Process Equipment – Biological | C. Tissue Processing | 3. Microtome | LC10010 | 31602 | 0
FLS | Life Sciences | E00634 | HERAEUS HERACELL | 98-99 | 1999-08-01 12:00 |  | Heraeus | HERAEUS HERACELL STACKED CO 2 | MIB Building | 557858 | 2009-08-01 | [5 empty] | 0 |  | 2a3 | 2. Process Equipment – Biological | A. Growth and Manipulation | 3. Cell Culture | A01520 | 5540 | 0
FLS | Life Sciences | E00635 | Luminescence Spectrometer | 98-99 | 1999-08-01 12:00 |  | Perkin Elmer | L2250105 MODEL LS-50B LUMINESCENCE SPECTROMETER | MIB Building | 557154 | 2009-08-01 | [5 empty] | 0 |  | 2e5 | 2. Process Equipment – Biological | E. Characterisation | 5. Plate Readers | D01207 | 12035 | 0
FLS | Life Sciences | E00636 | BIOCHROMATOGRAPHY SYSTEM | 98-99 | 1999-08-01 12:00 |  | Applied Biosystems | BIOCAD/700E BIOCHROMATOGRAPHY SYSTEM, 5-1004-75 | MIB Building | 557016 | 2009-08-01 | [5 empty] | 0 |  | 3l5 | 3. Materials Characterisation | L. Chemical Analysis | 5. Chromatography | D01303 | 46800 | 0
FLS | Life Sciences | E00639 | BIACORE 3000 | 98-99 | 1999-08-01 12:00 |  | GE Healthcare | BIACORE 3000, BR-1100-45 | MIB Building | 557017 | 2009-08-01 | [5 empty] | 0 |  | 3b3 | 3. Materials Characterisation | B. Spectrometry | 3. Mass Spectrometry | D01034 | 158360 | 0
FLS | Life Sciences | E00664 | Kodak image station | 07-08 | 2008-04-01 |  | Kodak | Kodak image station 8116634 | Michael Smith Building D.4307 | 347601 | 2012-04-01 | Pablo Pelegrin | Pablo Pelegrin | 1 Good | 1 State of art | 1 Dedicated to particular experiment | 0.3 |  | 3c5 | 3. Materials Characterisation | C. Imaging | 5. In Vivo Fluorescence | AA07645 | 29995 | 0
FLS | Life Sciences | E00672a | EPR Spectrometer | 07-08 | 2008-09-01 |  |  | X-Band Fourier Transform EPR Spectrometer | MIB Building LG.035 | 280254 | 2012-09-01 | Steve Rigby | Steve Rigby | 1 Good | 1 State of art | 1 Dedicated to particular experiment | 0.1 |  | 3a5 | 3. Materials Characterisation | A. Spectroscopy | 5. EPR | AA05845 | 510000 | 0
FLS | Life Sciences | E00672b | FlexLine Cryogen Free VT system | 14-15 | 2014-09-01 |  | Bruker | Cryocooler system to support EPR spectroscopy (Asset E00672a) | MIB (John Garside building) LG.035 | 1235507 | 2017-09-01 | Steve Rigby | Steve Rigby | 1 Good | 1 State of art | 1 Dedicated to particular experiment | 0 | no | 4A1 | 4. Sample Measurement/Analysis | A. Cryogenic | 1. 77K | AA00010 | 57836 | 20885.2222
FLS | Life Sciences | E00681 | Spectometry | 07-08 | 2008-08-01 |  |  | Mass Spectometry Equipment | Michael Smith Building B2071 | 325828 | 2012-08-01 | David Knight |  |  |  |  | 0 |  | 3b3 | 3. Materials Characterisation | B. Spectrometry | 3. Mass Spectrometry | AA00181 | 43134.17 | 0
FLS | Life Sciences | E00717 | Gatan Orius SC1000 Camera | 08-09 | 2009-03-01 |  | Gatan | Gatan Orius SC1000 Camera | Michael Smith Building D.1514 | 436467 | 2012-03-01 18:00 | Aleksandr Mironov | Aleksandr Mironov | 1 Good | 2 Good | 2 General purpose research | 0.3 |  | 3c3 | 3. Materials Characterisation | C. Imaging | 3. Infra-Red | R011862 | 503.5 | 0
FLS | Life Sciences | E00717 | Gatan Orius SC1000 Camera | [7 empty] | 2013-03-01 | Aleksandr Mironov | Aleksandr Mironov | 1 Good | 2 Good | 2 General purpose research | 0.3 |  | 3c3 | 3. Materials Characterisation | C. Imaging | 3. Infra-Red | AA05846 | 9998.75 | 0
FLS | Life Sciences | E00717 | Gatan Orius SC1000 Camera | [19 empty] | AD00673 | 36997.75 | 0
FLS | Life Sciences | E00729 | BSF Cages | 08-09 | 2009-04-01 |  |  | BSF Cages | BSF | Order on Paradox | 2013-04-01 | T Priest |  | 1 Good | 1 State of art | 2 General purpose research | 0 | BSF | 6d4 | 6. Infrastructure | D. Laboratory | 4. Vacuum | AC00006 | 312092.69 | 0
FLS | Life Sciences | E00760 | LSR-II colour flow cytometer | 09-10 | 2010-03-01 |  | BD Biosciences | Facsflow Supply System | Room 4.019 AV Hill Building | 606193 | 2013-03-01 18:00 | Mark Travis | Mark Travis | 1 Good | 1 State of art | 1 Dedicated to particular experiment | 0 |  | 3A7 | 3. Materials Characterisation | A. Spectroscopy | 7. Fluorescence | AA09432 | 22513.8 | 0
FLS | Life Sciences | E00760 | LSR-II colour flow cytometer | [19 empty] | R111249 | 202624.2 | 0
FLS | Life Sciences | E00790 | Carl Zeiss Confocal/Multiphoton Microscopes | 10-11 | 2011-07-01 |  | Zeiss | Carl Zeiss Confocal/Multiphoton Microscopes | Michael SmIth Building B3201A | 758928 | 2015-07-01 | Mike White | Mike White | 1 Good | 1 State of art | 2 General purpose research | 0 |  | 3d1 | 3. Materials Characterisation | D. Optical Microscopy | 1. Confocal | FB00146 | 808096 | 0
FLS | Life Sciences | E00798 | 4452775R SOLiD 4 Analyzer | 10-11 | 2011-03-01 |  | Applied Biosystems | 4452775R SOLiD 4 Analyzer | Michael Smith B4071 | 797690 | 2015-03-01 | Andy Hayes | Andy Hayes | 1 Good | 1 State of art | 2 General purpose research | 0.5 |  | 4f3 | 4. Sample Measurement/Analysis | F. Proteins/Nucleic Acids | 3. Sequencers | AA10146 | 155000 | 0
FLS | Life Sciences | E00800 | Demo Odyssey Package | 10-11 | 2011-03-01 |  |  | Demo Odyssey Package |  | 790033 | 2014-03-01 18:00 | Karren Palmer |  |  |  |  | 0 |  | 3c3 | 3. Materials Characterisation | C. Imaging | 3. Infra-Red | R012035 | 20000 | 0
FLS | Life Sciences | E00800 | Demo Odyssey Package | [6 empty] | 790163 | 2014-03-01 18:00 | Karren Palmer |  |  |  |  | 0 |  | 3c3 | 3. Materials Characterisation | C. Imaging | 3. Infra-Red | AA09443 | 3100 | 0
FLS | Life Sciences | E00800 | Demo Odyssey Package | [6 empty] | 790171 | 2014-03-01 18:00 | Karren Palmer |  |  |  |  | 0 |  | 3c3 | 3. Materials Characterisation | C. Imaging | 3. Infra-Red | R111430 | 3400 | 0
FLS | Life Sciences | E00800 | Demo Odyssey Package | [6 empty] | 790175 | 2014-03-01 18:00 | Karren Palmer |  |  |  |  | 0 |  | 3c3 | 3. Materials Characterisation | C. Imaging | 3. Infra-Red | R104379 | 3000 | 0
FLS | Life Sciences | E00800 | Demo Odyssey Package | [6 empty] | 790808 | 2014-03-01 18:00 | Karren Palmer |  |  |  |  | 0 |  | 3c3 | 3. Materials Characterisation | C. Imaging | 3. Infra-Red | R110805 | 5000 | 0
FLS | Life Sciences | E00801 | Nikon A1-R Confocal Microscope | 10-11 | 2011-07-01 |  | Nikon | A1-R Confocal | Michael Smith D2509 | 801189 | 2014-07-01 | Peter March | Peter March | 1 Good | 1 State of art | 1 Dedicated to particular experiment | 0.1 | Bioimaging Facility | 3d1 | 3. Materials Characterisation | D. Optical Microscopy | 1. Confocal | AA00010 | 33685.6 | 0
FLS | Life Sciences | E00801 | Nikon A1-R Confocal Microscope | [19 empty] | R112724 | 266314.4 | 0
FLS | Life Sciences | E00802 | LTQ Velos Orbitrap extended performance mass spectrometer | 10-11 | 2011-10-01 |  | Thermo | LTQ Velos Orbitrap extended performance mass spectrometer | Michael Smith Building, Room B.2071 | 813206 | 2015-10-01 | David Knight | David Knight | 1 Good | 1 State of art | 2 General purpose research | 0.2 |  | 3b3 | 3. Materials Characterisation | B. Spectrometry | 3. Mass Spectrometry | AA00181 | 425061 | 0
FLS | Life Sciences | E00804 | Ultimate 3000 nanoRSLC systems | 10-11 | 2011-07-01 |  | Thermo | Ultimate 3000 nanoRSLC systems | Michael Smith Building B2071 | 813214 | 2015-07-01 | David Knight | David Knight | 1 Good | 2 Good | 2 General purpose research | 0.3 |  | 3l5 | 3. Materials Characterisation | L. Chemical Analysis | 5. Chromatography | AA00181 | 53808.02 | 0
FLS | Life Sciences | E00814 | Chameleon System | 10-11 | 2011-07-01 |  |  | Chameleon System |  | 779536 | 2015-07-01 | Mike White |  |  |  |  | 0 |  | 3d7 | 3. Materials Characterisation | D. Optical Microscopy | 7. Fluorescence | FB00146 | 127662 | 0
FLS | Life Sciences | E00818 | GH001811 (AV800 Ascend) NMR (link to asset R1025) | 11-12 | 2012-06-01 |  | Bruker | multinuclear high resolution 800MHz NMR Spectrometer | Mancherster Institute of Biotechnology LG0.30 | 862181 | 2022-06-01 12:00 | Jon Waltho | Matt Cliff | 1 Good | 1 State of art | 2 General purpose research | 0 | http://www.mib.ac.uk/research/facilities/nmr | 3a3 | 3. Materials Characterisation | A. Spectroscopy | 3. Nuclear Magnetic Resonance | AA00010 | 1600000 | 933333.3333
FLS | Life Sciences | E00839 | microscope imaging sysyem M205 FA | 11-12 | 2012-07-01 |  |  | Leica M205 FA - M205FA motorised stereo microscope | Michael Smith D2241 | 910113 | 2016-07-01 | Robert Lea and Nancy Papalopulu | Robert Lea and Nancy Papalopulu | 1 Good | 2 Good | 2 General purpose research | 0 |  | 3d3 | 3. Materials Characterisation | D. Optical Microscopy | 3. Transmission | AA08346 | 29595 | 0
FLS | Life Sciences | E00841 | Zeiss Autoimager Z2 fluorescent microscope s/n 3523000498 | 11-12 | 2012-07-01 |  | Zeiss | General fluorescence microscopy | The Michael Smith Building, D2509 | 922539 | 2015-07-01 18:00 | Shane Herbert | Shane Herbert | 1 Good | 1 State of art | 1 Dedicated to particular experiment | 0 |  | 3d1 | 3. Materials Characterisation | D. Optical Microscopy | 1. Confocal | AA00010 | 73125 | 0
FLS | Life Sciences | E00841 | Zeiss Autoimager Z2 fluorescent microscope s/n 3523000498 | [19 empty] | R113674 | 90613.4 | 0
FLS | Life Sciences | E00855 | Leica DM IL LED Fluo | 11-12 | 2012-07-01 |  | Leica Microsystems | Leica DM IL LED Fluo | C3216 & C3212 Michael Smith Building | 973065 | 2016-07-01 | Stephen Whittaker | Cay Kielty and Sue Kimber | 1 Good | 2 Good | 2 General purpose research | 0 | Induced Pluripotent Stem Cell Facility | 3D8 | 3. Materials Characterisation | D. Optical Microscopy | 8. Stereo | AA00010 | 22104.61 | 0
FLS | Life Sciences | E00855 | Leica DM IL LED Fluo | [19 empty] | AA09933 | 3134.66 | 0
FLS | Life Sciences | E00855 | Leica DM IL LED Fluo | [19 empty] | FB00169 | 22104.68 | 0
FLS | Life Sciences | E00858 | nCounter Analysis System | 12-13 | 2012-10-01 |  | NanoString | NanoString nCounter system - Digital expression analysis | B.4072 Michael Smith Building | 994340 | 2016-10-01 | Stacey Holden | Andy Sharrocks | 1 Good | 1 State of art | 2 General purpose research | 0 | Genomic Technologies Core Facility | 4G5 | 4. Sample Measurement/Analysis | G. Bio-Medical | 5. Cells | AA00010 | 161964 | 6748.5
FLS | Life Sciences | E00859 | Illumina MiSeq system | 12-13 | 2012-08-01 |  | Illumina | MiSeq - Next generation sequencing | B.4072 Michael Smith Building | 990981 | 2016-08-01 | Stacey Holden | Andy Sharrocks | 1 Good | 1 State of art | 2 General purpose research | 0 | Genomic Technologies Core Facility | 4f3 | 4. Sample Measurement/Analysis | F. Proteins/Nucleic Acids | 3. Sequencers | AA00010 | 93539.41 | 0
FLS | Life Sciences | E00882 | Ultrafast Systems Halcyone - MC Femtosecond Fluorescence Spectrometer | 12-13 | 2013-03-01 |  | Ultrafast Systems | Halcyone Femtosecond Fluorescence Spectrometer | G306, Photon Science Institute | 1015255 | 2017-03-01 | Samantha Hardman and Nigel Scrutton | Nigel Scrutton | 1 Good | 1 State of art | 1 Dedicated to particular experiment | 0 | no | 3A7 | 3. Materials Characterisation | A. Spectroscopy | 7. Fluorescence | AA00010 | 57865.26 | 8438.6837
FLS | Life Sciences | E00895 | ÄKTA pure with triple wavelength UV monitor | 12-13 | 2013-05-01 |  | GE Healthcare | AKTA pure with triple wavelength UV monitor - An automated protein purifier to deliver high quality protein for structural/biophysical studies | MIB 3rd floor, laboratory | 1077008 | 2015-11-01 | Marina Golovanova | Andrew Munro | 1 Good | 1 State of art | 1 Dedicated to particular experiment |  | no | 3l5 | 3. Materials Characterisation | L. Chemical Analysis | 5. Chromatography | AA10689 | 24048.27 | 0
FLS | Life Sciences | E00895 | ÄKTA pure with triple wavelength UV monitor | [6 empty] | 1077008 | 2015-11-01 | Marina Golovanova | Andrew Munro | 1 Good | 1 State of art | 1 Dedicated to particular experiment |  | no | 3l5 | 3. Materials Characterisation | L. Chemical Analysis | 5. Chromatography | R115376 | 24048.26 | 0
FLS | Life Sciences | E00901 | Simbionix ARTHRO Mentor | 12-13 | 2013-05-01 |  | OKB Medical Limited | Simbionix ARTHRO Mentor Complete | 3.325 Stopford Building | 1096891 | 2017-05-01 | Katie Howarth | Jenny Schofield | 1 Good | 1 State of art | 1 Dedicated to particular experiment |  | Yes: www.manchester.ac.uk/surgicalskillscentre | None of these categories apply- this is a teaching simulator, not a piece of research equipment |  |  |  | AA10825 | 90000 | 16875
FLS | Life Sciences | E00902 | Stereo Fluorescence Microscope | 12-13 | 2013-04-01 |  | Leica Microsystems | Stereo Fluorescnce Microscope System. - M205 FA | Michael Smith D.1056 | 1092354 | 2017-04-01 | Peter March | Christoph Ballestrem | 1 Good | 1 State of art | 2 General purpose research | 0.5 | Yes. Bioimaging (http://www.ls.manchester.ac.uk/research/facilities/#bioimaging INTRANET: https://www.intranet.ls.manchester.ac.uk/facilities/research/bioimaging/default.aspx) | 3d7 | 3. Materials Characterisation | D. Optical Microscopy | 7. Fluorescence | AA00010 | 29976.58 | 4996.0967
FLS | Life Sciences | E00903 | Biomark HD reader | 12-13 | 2013-06-01 |  | Fluidigm Europe BV | BioMark HD system -Real-Time/Digital PCR analysis system | B.4070 (Michael Smith Bldg.) | 1092065 | 2017-06-01 | Andy Hayes | A. D. Sharrocks | 1 Good | 1 State of art | 2 General purpose research |  | Genomic Technologies Core Facility - FLS | 4f2 | 4. Sample Measurement/Analysis | F. Proteins/Nucleic Acids | 2. PCR | AA00010 | 124757.5 | 25991.1458
FLS | Life Sciences | E00906 | Vario analyser | 12-13 | 2013-06-01 |  | Shimadzu | TOC-L ANALYSER - Water analyser | Michael Smith 4.Michael Smith A4052 | 1078247 | 2017-06-01 | Franciska de Vries | Richard Bardgett | 1 Good | 1 State of art | 1 Dedicated to particular experiment | 0.5 | no | 3M1 | 3. Materials Characterisation | M. Physical Properties | 1. Particle Size Analysis | AA11768 | 50088 | 10435
FLS | Life Sciences | E00909 | 8100 Mondrian SP+ Systems | 12-13 | 2013-07-01 |  | Nugen Technologies Inc | Mondrian SP+ (Automated Next-Generation Sequencing (NGS) library preparation) | B.4070 Michael Smith Bldg | 1104579 | 2017-07-01 | Andy Hayes | A. D. Sharrocks | 1 Good | 1 State of art | 2 General purpose research | 0 | Yes. Genomic Technologies Core Facility (GTCF) | 4f3 | 4. Sample Measurement/Analysis | F. Proteins/Nucleic Acids | 3. Sequencers | AA00010 | 32275.45 | 7396.4573
FLS | Life Sciences | E00910 | Michael Smith Building Graphic Signs | 12-13 | 2013-07-01 |  | Seddons/The Image Group | Signage to outside of Michael Smith Building | Michael Smith Building (on the building) | PN5821 | 2017-07-01 | Matthew Cobb | Matthew Cobb | 1 Good | 1 State of art | n/a |  | no | n/a |  |  |  | AA00010 | 27867.5 | 6386.3021
FLS | Life Sciences | E00911 | Leica TCS SP8 gSTED Super Resolution and confocal system | 12-13 | 2013-05-01 |  | Lecia | Leica SP8 gSTED super-resolution confocal microscope | CTF Building 2.23e | 1076380 | 2017-05-01 | Daniel Davis | Daniel Davis | 1 Good | 1 State of art | 1 Dedicated to particular experiment | 0 | no | 3d1 | 3. Materials Characterisation | D. Optical Microscopy | 1. Confocal | AA11796 | 601104 | 112707
FLS | Life Sciences | E00912 | Topcon OCT 2000 | 12-13 | 2013-06-01 |  | Topcon | OCT-2000 Spectal Domain OCT (High resolution retinal camera) | Carys Bannister Building 1.023 | 1096840 | 2017-06-01 | Philip Morgan | Philip Morgan | 1 Good | 1 State of art | 3 Research and Teaching | 0.5 | no | 4G6 | 4. Sample Measurement/Analysis | G. Bio-Medical | 6. Tissues | AA00098 | 39500 | 8229.1667
FLS | Life Sciences | E00914 | Visante Omni and HFA 750i | 12-13 | 2013-06-01 |  | Zeiss | Visante omni (Anterior eye imaging and topography) | Carys Bannister Building 1.023 | 1089577 | 2017-06-01 | Philip Morgan | Philip Morgan | 1 Good | 1 State of art | 3 Research and Teaching | 0.5 | no | 4G6 | 4. Sample Measurement/Analysis | G. Bio-Medical | 6. Tissues | AA00098 | 71298.56 | 14853.8667
FLS | Life Sciences | E00918 | 3 CHANNEL AUTOANALYSER | 12-13 | 2013-08-01 |  | Seal Analytical Limited | Continuous segmented macro flow analyser system | Michael Smith bdg. A4051 lab | 1103629 | 2017-08-01 | Franciska de Vries | Richard Bardgett | 1 Good | 1 State of art | 2 General purpose research | 0.5 | no | 4B1 | 4. Sample Measurement/Analysis | B. Electronic | 1. Network Analyser | AA11768 | 36234.37 | 9058.5925
FLS | Life Sciences | E00919 | Biacore T200 | 12-13 | 2013-08-01 |  | GE Healthcare | Surface Plasmon Resonance | Biomolecular analysis core facility, Michael Smith Building, D3510 | 1119951 | 2017-08-01 | Thomas Jowitt | Thomas Jowitt | 1 Good | 1 State of art | 2 General purpose research |  | Biomolecular analysis core research facility, | 400 |  |  |  | AA00010 | 249674.89 | 62418.7225
FLS | Life Sciences | E00923 | Greenhouse Gas Analyser based on Agilent 787OGC | 12-13 | 2013-08-01 |  | Agilent Technologies UK Ltd | Greenhouse Gas Analyser based on Agilent 787OGC - Gas chromography of natural gases in the air, soil and water | A4 Michael Smith | 1073772 | 2017-08-01 | Deborah Ashworth | Richard Bardgett | 1 Good | 1 State of art | 1 Dedicated to particular experiment |  | no | 3l5 | 3. Materials Characterisation | L. Chemical Analysis | 5. Chromatography | AA11768 | 30000 | 7500
FLS | Life Sciences | E00928 | TOC-L with ASI-L (Auto Sampler) Optional PC | 13-14 | 2013-09-01 |  | Shimadzu UK Ltd | Measures carbon in soils or solutions (Carbon sampling in soil) | 4.051 (A4) Michael Smith | 1123172 | 2017-09-01 | Deborah Ashworth and Franciska de Vries | Richard Bardgett | 1 Good | 1 State of art | 1 Dedicated to particular experiment | 0 |  | 4J1 | 4. Sample Measurement/Analysis | J. Field Deployable | 1. Solids | AA11768 | 25350 | 6865.625
FLS | Life Sciences | E00941 | RT Biolumicorder-mast | 13-14 | 2013-11-01 |  | Lesa-Technology SA | In vivo bioluminescence recording | Stopford building, BSF unit, circadian area | 1109157/ V#1963893 | 2017-11-01 | David Bechtold | David Bechtold | 1 Good | 1 State of art | 1 Dedicated to particular experiment | 0 | no | 4G4 | 4. Sample Measurement/Analysis | G. Bio-Medical | 4. Whole Body | AA09331 | 2752.89 | 860.2781
FLS | Life Sciences | E00941 | RT Biolumicorder-mast | [19 empty] | AA10689 | 47333.59 | 14791.7469
FLS | Life Sciences | E00941 | RT Biolumicorder-mast | [7 empty] | 2016-02-03 | David Bechtold | David Bechtold | 1 Good | 1 State of art | 1 Dedicated to particular experiment | 0 | no | 4G4 | 4. Sample Measurement/Analysis | G. Bio-Medical | 4. Whole Body | R115457 | 41676.28 | 0
FLS | Life Sciences | E00972 | Simbionix Lap Mentor with forced feedback | 13-14 | 2014-04-01 |  | Simbionix | Surgical simulator that allows surgeons to practice keyhole and endoscopic surgical techniques | Stopford 3.431 | 1219232 | 2018-04-01 | Katherine Howick | Simon Merrywest | 1 Good | 1 State of art | 1 Dedicated to particular experiment | 0.1 | manchester.ac.uk/surgical skills centre | 6A7 | 6. Infrastructure | A. IT | 7. Digitisation | AA00010 | 144000 | 60000
FLS | Life Sciences | E00973 | Nano RSLC chromatography system | 13-14 | 2014-04-01 |  | Thermo Dionex | Small scale chromatograph system for use with a mass spectrometer | Michael Smith B.2071 | 1223615 / 1237625 / v#2166949 | 2018-04-01 | David Knight | David Knight | 1 Good | 1 State of art | 1 Dedicated to particular experiment | 0 | The Bio-MS Research Core Facility | 3l5 | 3. Materials Characterisation | L. Chemical Analysis | 5. Chromatography | AA00010 | 46443.11 | 19351.2958
FLS | Life Sciences | E00974a | 1) XFe96 Extracellular Flux Analyzer | 13-14 | 2014-06-01 |  |  | Simultaneously measures glycolysis and mitochondrial metabolism in cells or tissue using a 96 well plate format | Michael Smith Bldg, Rm A.1030 but to be moved to Rm C.4229 by end of Jul'14 | 1235575 | 2018-06-01 | Jason Bruce | Jason Bruce | 1 Good | 1 State of art | 1 Dedicated to particular experiment | 0 | This will be part of the FLS Core Facility, but has not been set up yet (FLS Core Facility weblink: http://www.ls.manchester.ac.uk/research/facilities/) | 4G5 | 4. Sample Measurement/Analysis | G. Bio-Medical | 5. Cells | AA00010 | 114223.25 | 52352.3229
FLS | Life Sciences | E00974b | 2) Whitley H35 HEPA Hypoxystation | 13-14 | 2014-07-01 |  | Seahorse Bioscience, Inc. | Dual hypoxic workstation to house the Seahorse XFe96 workstation with an additional combined hypoxia workstation for cell culture under hypoxic conditions | Michael Smith Bldg, Rm C.4229 | 1235610 | 2018-07-01 | Jason Bruce | Jason Bruce | 1 Good | 1 State of art | 1 Dedicated to particular experiment | 0 | This will be part of the FLS Core Facility, but has not been set up yet (FLS Core Facility weblink: http://www.ls.manchester.ac.uk/research/facilities/) | 4G5 | 4. Sample Measurement/Analysis | G. Bio-Medical | 5. Cells | AA00010 | 7743.84 | 3710.59
FLS | Life Sciences | E00974b | 2) Whitley H35 HEPA Hypoxystation | [19 empty] | AA04936 | 55756.16 | 26716.4933
FLS | Life Sciences | E00976 | 9140-CAP Odyssey CLx Infrared Imaging System | 13-14 | 2014-04-01 |  | Li-Cor Biosciences UK Ltd | Quantitative western blotting using direct infrared imaging with fluorescent infrared dyes Wide linear range Simultaneous 2-colour detection in the 710-830 | A wing, 2nd floor labs, Michael Smith building | 1241144 | 2015-11-01 02:17 | Andrew Gilmore | Charles Streuli | 1 Good | 1 State of art | 1 Dedicated to particular experiment | 0 | no | 3c3 | 3. Materials Characterisation | C. Imaging | 3. Infra-Red | R111732 | 21438.15 | 0
FLS | Life Sciences | E00976 | 9140-CAP Odyssey CLx Infrared Imaging System | [7 empty] | 2018-04-01 | Andrew Gilmore | Charles Streuli | 1 Good | 1 State of art | 1 Dedicated to particular experiment | 0 | no | 3c3 | 3. Materials Characterisation | C. Imaging | 3. Infra-Red | AA00010 | 29000 | 12083.3333
FLS | Life Sciences | E00979 | Singer Rotor HDA robot | 13-14 | 2014-03-01 |  | Singer Instruments | Colony picking Robot | Michael Smith Building B2087 | 1221024 | 2018-03-01 | Knight and Delneri | Knight and Delneri | 1 Good | 1 State of art | 2 General purpose research | 0 | Genomic Technologies | 1h1 | 1. Process Equipment – Physical | H. Sample Manipulation | 1. Robot | AA00010 | 75900 | 30043.75
FLS | Life Sciences | E00981 | Bioluminescence system | 13-14 | 2014-10-01 |  | Olympus Keymed | Ultralow level imaging system to allow the viusalisation of signals coming from tissue sections and tissue culture cells over days/weeks. | Michael Smith Bldg, Rm D.1516 | 1247726 / 1248107 / 1248236 | 2017-10-01 | Peter March | Nancy Papalopulu | 1 Good | 1 State of art | 2 General purpose research | 0.5 |  | 3C5 + 3C6 |  |  |  | AA00010 | 112633.59 | 43801.9517
FLS | Life Sciences | E00982 | 6500 Q-Trap | 13-14 | 2014-08-01 |  | AB Sciex | Hybrid triple quadrupole/ion trap mass spectrometry system with ion mobility isolation capability | Michael Smith B.2071 | 1253134 | 2017-08-01 | David Knight | David Knight | 1 Good | 1 State of art | 1 Dedicated to particular experiment | 0 | The Bio-MS Research Core Facility | 3b3 | 3. Materials Characterisation | B. Spectrometry | 3. Mass Spectrometry | AA00010 | 206320 | 68773.3333
FLS | Life Sciences | E00994 | Uniclean | 13-14 | 2014-08-01 |  | MMM Medical Equipment UK Ltd | Laboratory glassware dishwaher with RO water rinse. | B3063 Michael Smith | 1263586 | 2017-08-01 | Jill Hyde | Geoff Blunt | 1 Good | 2 Good | 3 Research and Teaching | 0 | Core Facilities - Media Unit | 6D9 | 6. Infrastructure | D. Laboratory | 9. Washing | AA00010 | 24529.59 | 8176.53
FLS | Life Sciences | E00996 | Multiphoton Confocal | 13-14 | 2014-09-01 |  | Leica Microsystems | Allows the imaging of fluorescent labels deep in the tissue of live animals. | Stopford 4th floor BSF, 4.231 | 1255664 | 2017-09-01 | Peter March | Kevin Couper | 1 Good | 1 State of art | 2 General purpose research | 0.5 | Yes. Bioimaging https://www.intranet.ls.manchester.ac.uk/facilities/research/bioimaging/default.aspx | 3C5 + 3C6 + 3D1 + 3D7 (3C5 In Vivo Fluorescence + 3C6 Optical + 3D1 Confocal + 3D7 Fluorescence) |  |  |  | AA00010 | 589995.22 | 213053.8294
FLS | Life Sciences | E00998 | Nikon Eclipse | 14-15 | 2014-09-01 |  | Nikon | Multi-colour Fluorescence Microscope capable of live cell super-resolution imaging and single molecule detection in 3D. | Room 2.23e, CTF Building | 1254322 | 2017-09-01 | Daniel Davis | Daniel Davis | 1 Good | 1 State of art | 1 Dedicated to particular experiment | 0 | None | 3d7 | 3. Materials Characterisation | D. Optical Microscopy | 7. Fluorescence | AA11796 | 257681.38 | 93051.6094
FLS | Life Sciences | E01027 | Incucyte 2CLR System | 14-15 | UC |  | Essen Bioscience | Allows imaging of up to 6 plates/flasks of live cells for extended periods of time. The system "lives" inside a tissue culture cabinet so that the cells are maintained under the same conditions as in the lab. | Michael Smith B.1056 | 1324522 | uc | Dr Peter March | Professor Cay Kielty / Professor Sue Kimber | 1 Good | 1 State of art | 2 General purpose research | 0.5 | Yes. Bioimaging https://www.intranet.ls.manchester.ac.uk/facilities/research/bioimaging/default.aspx | 3D3, 3D6 and 3D7 (3D3 Transmission, 3D6 Live Cell and 3D7 Fluorescence) | 3D3, 3D6 and 3D7 (3D3 Transmission, 3D6 Live Cell and 3D7 Fluorescence) | 3D3, 3D6 and 3D7 (3D3 Transmission, 3D6 Live Cell and 3D7 Fluorescence) | 3D3, 3D6 and 3D7 (3D3 Transmission, 3D6 Live Cell and 3D7 Fluorescence) | P117047 | 0 | 0
FLS | Life Sciences | E01033 | SX-8G IP-Star Compact Automated System | 14-15 | 2015-01-01 |  | Diagenode | Automated system for Chromatin immunoprecipitation (ChIP) and DNA methylation assays | B4070(A. V. Hill Bldg.) | 1315712 | 2018-01-01 | Andy Hayes | Cay Kielty | 1 Good | 1 State of art | 2 General purpose research | 0 | Genomic Technologies Core Facility - FLS |  |  |  |  | P117803 | 94800 | 44766.6667
FLS | Life Sciences | E01036 | CeLLInsight CX5 High Content Screening Platform plus software packages and modules | 14-15 | 2015-03-01 |  |  | CeLLInsight CX5 High Content Screening Platform plus software packages and modules | Michael Smith B4070 | 1334157/1324552 | 2018-03-01 | Nicola Bates /Qi Wang | Nicola Bates | 2 |  |  |  |  | 3c3 | 3. Materials Characterisation | C. Imaging | 3. Infra-Red | P117803 | 191358.96 | 100995.0067
FLS | Life Sciences | E01047 | Upgrade of Leica TCS SP8 gSTED | 14-15 | 2015-03-01 |  | Leica | Multi-colour Fluorescence Microscope capable of live cell super-resolution imaging and single molecule detection in 3D. | Room 2.23e, CTF Building | 1320353 | 2018-03-01 | Daniel Davis | Daniel Davis | 1 Good | 1 State of art | 1 Dedicated to particular experiment | 0 | None | 3d7 | 3. Materials Characterisation | D. Optical Microscopy | 7. Fluorescence | AA11796 | 125298.27 | 66129.6425
FLS | Life Sciences | F0026 | Wings A & B Biomedical Science Building | 03-04 | 2003-07-01 12:00 |  | 2 | Wings A & B Biomedical Science Building | Wings A & B Biomedical Science Building |  | 2013-07-01 | not required |  | Not Required | Not Required | Not Required | Not Required | [5 empty] | WA00202 | 84016.89 | 0
FLS | Life Sciences | F0027 | Wings C&D Biomedical Science Bldg | 03-04 | 2003-07-01 12:00 |  | 2 | Wings C&D Biomedical Science Bldg | Wings C&D Biomedical Science Bldg |  | 2013-07-01 | not required |  | Not Required | Not Required | Not Required | Not Required | [5 empty] | WA00203 | 44695.63 | 0
FLS | Life Sciences | R0005 | Centrifuge | 01-02 | 2006-08-01 06:00 |  | 2 | Centrifuge |  |  | 2009-08-01 | [5 empty] | 0 |  | 2b2 | 2. Process Equipment – Biological | B. Centrifuge | 2. High Speed | LE00111 | 72220.67 | 0
FLS | Life Sciences | R0006 | Mass Spectrometer | 01-02 | 2006-08-01 06:00 |  | Waters | Spectrometer - Waters LCT | Michael Smith Building B2071 |  | 2009-08-01 | David Knight | David Knight | 1 Good | 3 Adequate | 2 General purpose research | 0.3 | Biomolecular Analysis Facility | 3b3 | 3. Materials Characterisation | B. Spectrometry | 3. Mass Spectrometry | LE00111 | 112050 | 0
FLS | Life Sciences | R0007 | Mass Spectrometer | 01-02 | 2006-08-01 06:00 |  | Waters | Spectrometer - Waters Q-Tof Micro | MIB |  | 2009-08-01 | David Knight | David Knight | 1 Good | 3 Adequate | 2 General purpose research | 0.3 | Biomolecular Analysis Facility | 3b3 | 3. Materials Characterisation | B. Spectrometry | 3. Mass Spectrometry | LE00111 | 256500 | 0
FLS | Life Sciences | R0008 | Spectrometer | 01-02 | 2006-08-01 06:00 |  | 2 | SPECTROMETER | Michael Smith Building B2071 |  | 2009-08-01 | David Knight |  |  |  |  | 0 |  | 3b3 | 3. Materials Characterisation | B. Spectrometry | 3. Mass Spectrometry | LE00111 | 12450 | 0
FLS | Life Sciences | R0012 | Spectrometer | 01-02 | 2006-08-01 06:00 |  | 2 | SPECTROMETER | Michael Smith Building B2071 |  | 2009-08-01 | David Knight |  |  |  |  | 0 |  | 3b3 | 3. Materials Characterisation | B. Spectrometry | 3. Mass Spectrometry | LE00111 | 11000 | 0
FLS | Life Sciences | R0018 | CapLC Nano LC | 01-02 | 2006-08-01 06:00 |  | 2 | CapLC Nano LC | Michael Smith Building B2071 |  | 2009-08-01 | David Knight | David Knight | 2 Adequate | 3 Adequate | 2 General purpose research | 0.3 | Biomolecular Analysis Facility | 3l5 | 3. Materials Characterisation | L. Chemical Analysis | 5. Chromatography | LE00111 | 28500 | 0
FLS | Life Sciences | R0031 | Rotor | 01-02 | 2006-08-01 06:00 |  | 2 | Rotor | Michael Smith Building B2071 |  | 2009-08-01 | David Knight |  | 1 Good | 3 Adequate | 2 General purpose research | 0.3 |  | 2b2 | 2. Process Equipment – Biological | B. Centrifuge | 2. High Speed | LE00111 | 29999.97 | 0
FLS | Life Sciences | R0044 | Centrifuge | 01-02 | 2006-08-01 06:00 |  | 2 | Centrifuge | Keith Caldecott |  | 2009-08-01 | [5 empty] | 0 |  | 2b2 | 2. Process Equipment – Biological | B. Centrifuge | 2. High Speed | LE00111 | 18929.99 | 0
FLS | Life Sciences | R0049 | Separation Unit | 01-02 | 2006-08-01 06:00 |  | 2 | Separation Unit | Michael Smith Building Richard Grencis gctrg273a/e/ |  | 2009-08-01 | Richard Grencis |  |  |  |  | 0 |  | 2E4 | 2. Process Equipment – Biological | E. Characterisation | 4. Cell Counters | LE00111 | 7020 | 0
FLS | Life Sciences | R0053 | Separation Unit | 01-02 | 2006-08-01 06:00 |  | 2 | Separation Unit | Michael Smith Building Richard Grencis |  | 2009-08-01 | Richard Grencis |  |  |  |  | 0 |  | 2E4 | 2. Process Equipment – Biological | E. Characterisation | 4. Cell Counters | LE00111 | 20445 | 0
FLS | Life Sciences | R0060 | Robot/Microscope | 01-02 | 2006-08-01 06:00 |  | 2 | Robot/Microscope | Michael Smith Building Oliver |  | 2009-08-01 | [5 empty] | 0 |  | 3d3 | 3. Materials Characterisation | D. Optical Microscopy | 3. Transmission | LE00111 | 46552 | 0
FLS | Life Sciences | R0063 | Robot/Microscope | 01-02 | 2006-08-01 06:00 |  | 2 | Robot/Microscope | Michael Smith Building B2071 |  | 2009-08-01 | David Knight |  |  |  |  | 0 |  | 3d3 | 3. Materials Characterisation | D. Optical Microscopy | 3. Transmission | LE00111 | 10000 | 0
FLS | Life Sciences | R0074 | Calibur/Station | 01-02 | 2006-08-01 06:00 |  | 2 | Calibur/Station | Maintenance Agreement |  | 2009-08-01 | [5 empty] | 0 |  | 2e1 | 2. Process Equipment – Biological | E. Characterisation | 1. Fluorescent Readers | LE00111 | 73913.62 | 0
FLS | Life Sciences | R0077 | Pump | 01-02 | 2006-08-01 06:00 |  | 2 | Pump | School request write off |  | 2009-08-01 | [11 empty] | LE00111 | 38804.42 | 0
FLS | Life Sciences | R0084 | Cages | 01-02 | 2006-08-01 06:00 |  | 2 | Cages | BSU |  | 2009-08-01 | [7 empty] | 6d4 | 6. Infrastructure | D. Laboratory | 4. Vacuum | LE00111 | 56473.63 | 0
FLS | Life Sciences | R0099 | Gene Chip Instrument system | 02-03 | 2006-08-01 06:00 |  | 2 | Gene Chip Instrument system | Maintenance Agreement |  | 2009-08-01 | [5 empty] | 0 |  | 4f1 | 4. Sample Measurement/Analysis | F. Proteins/Nucleic Acids | 1. Arrays | LE00111 | 131060 | 0
FLS | Life Sciences | R0101 | X-Ray Crystallography | 02-03 | 2006-08-01 06:00 |  | 2 | X-Ray Crystallography | MIB |  | 2009-08-01 | Patrick Bryant | Patrick Bryant |  |  |  | 0 |  | 3C2 | 3. Materials Characterisation | C. Imaging | 2. X-ray | LE00111 | 126600 | 0
FLS | Life Sciences | R0104 | Olympus Microscope | 02-03 | 2006-08-01 06:00 |  | Olympus | Olympus Microscope | Michael Smith Building B4085 |  | 2009-08-01 |  |  | 2 Adequate | 3 Adequate | 2 General purpose research | 0 |  | 3d3 | 3. Materials Characterisation | D. Optical Microscopy | 3. Transmission | LE00111 | 8502.3 | 0
FLS | Life Sciences | R0105 | Axioscop | 02-03 | 2006-08-01 06:00 |  | Zeiss | Axioscop | Michael Smith Building A3040 |  | 2009-08-01 | Charles Streuli |  |  |  |  | 0 |  | 3d3 | 3. Materials Characterisation | D. Optical Microscopy | 3. Transmission | LE00111 | 43798.5 | 0
FLS | Life Sciences | R0106 | Upgrade Unitron Fedbatch | 02-03 | 2006-08-01 06:00 |  |  | Upgrade Unitron Fedbatch | Michael Smith Building Steve Oliver |  | 2009-08-01 | [5 empty] | 0 |  | 2a3 | 2. Process Equipment – Biological | A. Growth and Manipulation | 3. Cell Culture | LE00111 | 25865.28 | 0
FLS | Life Sciences | R0108 | ABI Prism 7000 | 02-03 | 2006-08-01 06:00 |  | ABI | ABI Prism 7000 | Michael Smith Building Ray Boot-handford |  | 2009-08-01 | Ray Boot-Handford |  |  |  |  | 0 |  | 4f2 | 4. Sample Measurement/Analysis | F. Proteins/Nucleic Acids | 2. PCR | LE00111 | 44950 | 0
FLS | Life Sciences | R0109 | Microscope/camera | 02-03 | 2006-08-01 06:00 |  |  | Microscope/camera | Michael Smith Building A3040 |  | 2009-08-01 | Charles Streuli |  | 1 Good | 2 Good | 2 General purpose research | 0.2 |  | 3d3 | 3. Materials Characterisation | D. Optical Microscopy | 3. Transmission | LE00111 | 41185.53 | 0
FLS | Life Sciences | R0111 | Odyssey Infrared Imaging system | 02-03 | 2006-08-01 06:00 |  | Li-Cor | Odyssey Infrared Imaging system | Michael Smith Building A3040 |  | 2009-08-01 | Charles Streuli |  | 1 Good | 1 State of art | 2 General purpose research | 0.5 |  | 3c3 | 3. Materials Characterisation | C. Imaging | 3. Infra-Red | LE00111 | 34429 | 0
FLS | Life Sciences | R0113 | Ultracentrifuge | 02-03 | 2006-08-01 06:00 |  |  | Ultracentrifuge | Michael Smith Building B4075 |  | 2009-08-01 | Martin Lowe |  |  |  |  | 0 |  | 2b1 | 2. Process Equipment – Biological | B. Centrifuge | 1. Ultracentrifuges | LE00111 | 38180.4 | 0
FLS | Life Sciences | R0116 | Light Microscopy | 02-03 | 2006-08-01 06:00 |  |  | Light Microscopy | Michael Smith building B1066 |  | 2009-08-01 | Peter March |  | 2 Adequate | 2 Good | 2 General purpose research | 0.3 |  | 3d3 | 3. Materials Characterisation | D. Optical Microscopy | 3. Transmission | LE00111 | 170000 | 0
FLS | Life Sciences | R0118 | Chromatography system | 02-03 | 2006-08-01 06:00 |  |  | Chromatography system | Michael Smith Building Woodman B4087 |  | 2009-08-01 | Phil Woodman |  | 2 Adequate | 3 Adequate | 2 General purpose research | 0.2 |  | 3l5 | 3. Materials Characterisation | L. Chemical Analysis | 5. Chromatography | LE00111 | 49000 | 0
FLS | Life Sciences | R0119 | Light Microscopy Package | 02-03 | 2006-08-01 06:00 |  |  | Light Microscopy Package | Michael Smith building B1066 |  | 2009-08-01 | Peter March |  |  |  |  | 0 |  | 3d3 | 3. Materials Characterisation | D. Optical Microscopy | 3. Transmission | LE00111 | 100000 | 0
FLS | Life Sciences | R0120 | Liquid Chromatography same item as R0118 | 02-03 | 2006-08-01 06:00 |  |  | Liquid Chromatography | Michael Smith Building Vicky Allen B4087 |  | 2009-08-01 | Viki Allan |  | 2 Adequate | 3 Adequate | 2 General purpose research | 0.2 |  | 3l5 | 3. Materials Characterisation | L. Chemical Analysis | 5. Chromatography | LE00111 | 26910 | 0
FLS | Life Sciences | R0124 | Time Lapse Imaging | 02-03 | 2006-08-01 06:00 |  |  | Time Lapse Imaging | Michael Smith Building C1203 |  | 2009-08-01 | David Garrod |  |  |  |  | 0 |  | 3d3 | 3. Materials Characterisation | D. Optical Microscopy | 3. Transmission | LE00111 | 66805.76 | 0
FLS | Life Sciences | R0125 | X-Ray Diffraction System | 02-03 | 2006-08-01 06:00 |  |  | X-Ray Diffraction System | MIB |  | 2009-08-01 | [5 empty] | 0 |  | 3h1 | 3. Materials Characterisation | H. Diffraction | 1. X-ray | LE00111 | 126600 | 0
FLS | Life Sciences | R0126 | X-Ray Diffraction System | 02-03 | 2006-08-01 06:00 |  |  | X-Ray Diffraction System | MIB |  | 2009-08-01 | [5 empty] | 0 |  | 3h1 | 3. Materials Characterisation | H. Diffraction | 1. X-ray | LE00111 | 63300 | 0
FLS | Life Sciences | R0127 | Gene Chip Fluidics | 02-03 | 2006-08-01 06:00 |  |  | Gene Chip Fluidics | Michael Smith Building B4071 |  | 2009-08-01 | Andy Hayes | Andy Hayes | 1 Good | 2 Good | 2 General purpose research | 0.8 |  | 4f1 | 4. Sample Measurement/Analysis | F. Proteins/Nucleic Acids | 1. Arrays | LE00111 | 39500 | 0
FLS | Life Sciences | R0128 | Microarray Scanner Bundle | 02-03 | 2006-08-01 06:00 |  |  | Microarray Scanner Bundle | Michael Smith Building B4071 |  | 2009-08-01 | Andy Hayes | Andy Hayes |  |  |  | 0 |  | 4f1 | 4. Sample Measurement/Analysis | F. Proteins/Nucleic Acids | 1. Arrays | LE00111 | 56118.39 | 0
FLS | Life Sciences | R0129 | GX260 TDMS Workstation | 02-03 | 2006-08-01 06:00 |  |  | GX260 TDMS Workstation | Michael Smith Building B4071 |  | 2009-08-01 | Andy Hayes | Andy Hayes | 3 Poor - Inoperable | 4 No longer adequate | 4 Not used in past year | 1 |  | 6A3 | 6. Infrastructure | A. IT | 3. Workstation | LE00111 | 11500 | 0
FLS | Life Sciences | R0131 | Gene Chip Fluidics | 02-03 | 2006-08-01 06:00 |  |  | Gene Chip Fluidics | Michael Smith Building B4071 |  | 2009-08-01 | Andy Hayes | Andy Hayes | 1 Good | 2 Good | 2 General purpose research | 0.8 |  | 4f1 | 4. Sample Measurement/Analysis | F. Proteins/Nucleic Acids | 1. Arrays | LE00111 | 16800 | 0
FLS | Life Sciences | R0133 | Tissue Processor | 02-03 | 2006-08-01 06:00 |  |  | Tissue Processor | Michael Smith Building B4201 |  | 2009-08-01 | Peter Walker | Peter Walker |  |  |  | 0 |  | 2c1 | 2. Process Equipment – Biological | C. Tissue Processing | 1. Tissue Processor | LE00111 | 43650 | 0
FLS | Life Sciences | R0164 | PALM Laser System | 03-04 | 2006-08-01 06:00 |  | Zeiss | PALM Laser System | Michael Smith BuildingB1066 |  | 2009-08-01 | Peter March | Peter March | 2 Adequate | 1 State of art | 2 General purpose research | 0.7 | Bioimaging Facility | 3d1 | 3. Materials Characterisation | D. Optical Microscopy | 1. Confocal | LE00111 | 93156 | 0
FLS | Life Sciences | R0182 | Roper cascade camera | 03-04 | 2006-08-01 06:00 |  | Roper Scientific | Roper cascade camera | Michael Smith building B1066 |  | 2009-08-01 | Peter March | Peter March | 1 Good | 1 State of art | 2 General purpose research | 0.3 | Bioimaging Facility | 3d1 | 3. Materials Characterisation | D. Optical Microscopy | 1. Confocal | LE00111 | 48079 | 0
FLS | Life Sciences | R0186 | Inverted Microscope System | 03-04 | 2006-08-01 06:00 |  |  | Inverted Microscope System | School request write off |  | 2009-08-01 | [11 empty] | LE00111 | 11274.12 | 0
FLS | Life Sciences | R0187 | Inverted Microscope System | 03-04 | 2006-08-01 06:00 |  |  | Inverted Microscope System | School request write off |  | 2009-08-01 | [11 empty] | LE00111 | 33416.76 | 0
FLS | Life Sciences | R0198 | Cyan LX 216, 2 Laser 6 Colour | 03-04 | 2006-08-01 06:00 |  |  | Cyan LX 216, 2 Laser 6 Colour | Michael Smith Building |  | 2009-08-01 | [5 empty] | 0 |  | 2e1 | 2. Process Equipment – Biological | E. Characterisation | 1. Fluorescent Readers | LE00111 | 65000 | 0
FLS | Life Sciences | R0199 | Thin Film Deposition System | 03-04 | 2006-08-01 06:00 |  |  | Auto 306 Thin Film Deposition System | Michael Smith Building |  | 2009-08-01 | [5 empty] | 0 |  | 1a1 | 1. Process Equipment – Physical | A. Thin Film Deposition | 1. Evaporator | LE00111 | 30375 | 0
FLS | Life Sciences | R0203 | Computer Infrastructure | 03-04 | 2006-08-01 06:00 |  |  | Computer Infrastructure | Michael Smith Building |  | 2009-08-01 | [5 empty] | 0 |  | 6a5 | 6. Infrastructure | A. IT | 5. Data Management | LE00111 | 122000 | 0
FLS | Life Sciences | R0204 | Zeiss Axiovert | 03-04 | 2006-08-01 06:00 |  | Zeiss | Zeiss Axiovert |  |  | 2009-08-01 | [5 empty] | 0 |  | 3d3 | 3. Materials Characterisation | D. Optical Microscopy | 3. Transmission | LE00111 | 34867.21 | 0
FLS | Life Sciences | R0205 | Research Fractionation System | 03-04 | 2006-08-01 06:00 |  |  | Research Fractionation System |  |  | 2009-08-01 | [5 empty] | 0 |  | 3l2 | 3. Materials Characterisation | L. Chemical Analysis | 2. Distillation Analysis | LE00111 | 10277.5 | 0
FLS | Life Sciences | R0206 | Olympus IXON Electron CCD | 03-04 | 2006-08-01 06:00 |  | Olympus | Olympus IXON Electron CCD |  |  | 2009-08-01 | [5 empty] | 0 |  | 3d3 | 3. Materials Characterisation | D. Optical Microscopy | 3. Transmission | LE00111 | 7078.75 | 0
FLS | Life Sciences | R0207 | laser kit | 03-04 | 2006-08-01 06:00 |  | Malvern | Zetasizer Nano S size laser kit |  |  | 2009-08-01 | [5 empty] | 0 |  | 3b3 | 3. Materials Characterisation | B. Spectrometry | 3. Mass Spectrometry | LE00111 | 22660 | 0
FLS | Life Sciences | R0208 | Gilson Preparative System | 03-04 | 2006-08-01 06:00 |  | Gilson | Gilson Preparative System |  |  | 2009-08-01 | [5 empty] | 0 |  | 3l5 | 3. Materials Characterisation | L. Chemical Analysis | 5. Chromatography | LE00111 | 26424.98 | 0
FLS | Life Sciences | R0209 | Synergy HT Multi Detection Microplate | 03-04 | 2006-08-01 06:00 |  | Biotek Instruments | Northstar - Synergy HT Multi Detection Microplate |  |  | 2009-08-01 | Marie Goldrick |  |  |  |  | 0 |  | 2e5 | 2. Process Equipment – Biological | E. Characterisation | 5. Plate Readers | LE00111 | 17350 | 0
FLS | Life Sciences | R0210 | Chromatography system | 03-04 | 2006-08-01 06:00 |  | GE Healthcare | Amersham - AKTA FPLC Chromatography System |  |  | 2009-08-01 | Tom Jowitt |  |  |  |  | 0 |  | 3l5 | 3. Materials Characterisation | L. Chemical Analysis | 5. Chromatography | LE00111 | 24031 | 0
FLS | Life Sciences | R0211 | Spectrometer | 03-04 | 2006-08-01 06:00 |  |  | Biotools - ROA Spectrometer |  |  | 2009-08-01 | [5 empty] | 0 |  | 3B1 | 3. Materials Characterisation | B. Spectrometry | 1. Spectrophotometry | LE00111 | 47805.36 | 0
FLS | Life Sciences | R0260 | SGI fuel workstation | 03-04 | 2006-08-01 06:00 |  |  | SGI fuel workstation 600MHZ |  |  | 2009-08-01 | [5 empty] | 0 |  | 6A3 | 6. Infrastructure | A. IT | 3. Workstation | LE00111 | 9851 | 0
FLS | Life Sciences | R0261 | Microscope | 03-04 | 2006-08-01 06:00 |  | Scientifica | Scientifica - Microscope |  |  | 2009-08-01 | Rasmus Petersen |  |  |  |  | 0 |  | 3d3 | 3. Materials Characterisation | D. Optical Microscopy | 3. Transmission | LE00111 | 7980 | 0
FLS | Life Sciences | R0262 | Double patch clamp amplifier | 03-04 | 2006-08-01 06:00 |  |  | Double patch clamp amplifier | CTF |  | 2009-08-01 | [5 empty] | 0 |  | 3g1 | 3. Materials Characterisation | G. Surface analysis | 1. Charge | LE00111 | 11480.28 | 0
FLS | Life Sciences | R0263 | Microscope | 03-04 | 2006-08-01 06:00 |  | Scientifica | Scientifica - Microscope |  |  | 2009-08-01 | Andrew Trafford |  |  |  |  | 0 |  | 3d3 | 3. Materials Characterisation | D. Optical Microscopy | 3. Transmission | LE00111 | 38944 | 0
FLS | Life Sciences | R0268 | Scanner, Fluidics & workstation | 03-04 | 2006-08-01 06:00 |  |  | Scanner, Fluidics & workstation | Michael Smith Building |  | 2009-08-01 | [5 empty] | 0 |  | 3b3 | 3. Materials Characterisation | B. Spectrometry | 3. Mass Spectrometry | LE00111 | 113550 | 0
FLS | Life Sciences | R0269 | 3D Digitising System | 04-05 | 2006-08-01 06:00 |  | Breuckmann | Opto Scan HE-50 3D Digitising System | Michael Smith Building |  | 2009-08-01 | [5 empty] | 0 |  | 1f2 | 1. Process Equipment – Physical | F. Characterisation | 2. Profilometer | LE00111 | 48535.16 | 0
FLS | Life Sciences | R0271 | Solvent Rack System | 04-05 | 2006-08-01 06:00 |  | Dionex | Dionex (UK) Ltd - Solvent Rack System |  |  | 2009-08-01 | [5 empty] | 0 |  | 3l5 | 3. Materials Characterisation | L. Chemical Analysis | 5. Chromatography | LE00111 | 30930 | 0
FLS | Life Sciences | R0272 | Spectrometer | 04-05 | 2006-08-01 06:00 |  |  | Bio Tools - Chiral Raman Optical Activity Spectrometer |  |  | 2009-08-01 | [5 empty] | 0 |  | 3A1 | 3. Materials Characterisation | A. Spectroscopy | 1. Raman | LE00111 | 47685 | 0
FLS | Life Sciences | R0273 | Multiple Peptide Synthesizer | 04-05 | 2006-08-01 06:00 |  | Activotec | Activotec - Multiple Peptide Synthesizer |  |  | 2009-08-01 | [5 empty] | 0 |  | 4F4 | 4. Sample Measurement/Analysis | F. Proteins/Nucleic Acids | 4. Electrophoresis | LE00111 | 41663.56 | 0
FLS | Life Sciences | R0299 | Angle Light Scattering Detector/Refractor&Qels | 04-05 | 2006-08-01 06:00 |  |  | Angle Light Scattering Detector/Refractor&Qels | Michael Smith Building |  | 2009-08-01 | [5 empty] | 0 |  | 3a4 | 3. Materials Characterisation | A. Spectroscopy | 4. Optical | LE00111 | 60000 | 0
FLS | Life Sciences | R0301 | Phosphorimager | 04-05 | 2006-08-01 06:00 |  | FujiFilm | FLA5000 Phosphorimager | Michael Smith building B4070 |  | 2009-08-01 | Stephen Whittaker |  |  |  |  | 0 |  | 2E6 | 2. Process Equipment – Biological | E. Characterisation | 6. Analysers | LE00111 | 36333 | 0
FLS | Life Sciences | R0302 | Liquid Handling Robot | 04-05 | 2006-08-01 06:00 |  |  | Liquid Handling Robot Primary Screening (Single Arm System) | Michael Smith Building |  | 2009-08-01 | [5 empty] | 0 |  | 1h1 | 1. Process Equipment – Physical | H. Sample Manipulation | 1. Robot | LE00111 | 69606.62 | 0
FLS | Life Sciences | R0307 | Microscope | 04-05 | 2006-08-01 06:00 |  |  | Inverted Flourescent Microscope | Michael Smith Building |  | 2009-08-01 | [5 empty] | 0 |  | 3d7 | 3. Materials Characterisation | D. Optical Microscopy | 7. Fluorescence | LE00111 | 56800 | 0
FLS | Life Sciences | R0313 | Flexercell & Pump | 04-05 | 2006-08-01 06:00 |  |  | Flexercell & Pump | Michael Smith Building |  | 2009-08-01 | [5 empty] | 0 |  | 2a3 | 2. Process Equipment – Biological | A. Growth and Manipulation | 3. Cell Culture | LE00111 | 5011.82 | 0
FLS | Life Sciences | R0314 | Flexercell & Pump | 04-05 | 2006-08-01 06:00 |  |  | Flexercell & Pump | Michael Smith Building |  | 2009-08-01 | [5 empty] | 0 |  | 2a3 | 2. Process Equipment – Biological | A. Growth and Manipulation | 3. Cell Culture | LE00111 | 24296.97 | 0
FLS | Life Sciences | R0318 | TemCam | 04-05 | 2006-08-01 06:00 |  | TemCam | TemCam - F214 Slow Scan CCD | Michael Smith Building |  | 2009-08-01 | [5 empty] | 0 |  | 3c5 | 3. Materials Characterisation | C. Imaging | 5. In Vivo Fluorescence | LE00111 | 56287.4 | 0
FLS | Life Sciences | R0324 | Piezorray Instrument | 04-05 | 2006-08-01 06:00 |  |  | Piezorray Instrument | Michael Smith Building |  | 2009-08-01 | [5 empty] | 0 |  | 4f1 | 4. Sample Measurement/Analysis | F. Proteins/Nucleic Acids | 1. Arrays | LE00111 | 59398.85 | 0
FLS | Life Sciences | R0335 | Flurescence Imaging System | 04-05 | 2006-08-01 06:00 |  |  | Flurescence Imaging System |  |  | 2009-08-01 | [5 empty] | 0 |  | 3d7 | 3. Materials Characterisation | D. Optical Microscopy | 7. Fluorescence | LE00111 | 57317 | 0
FLS | Life Sciences | R0340 | Electrophysiology Recording System | 04-05 | 2006-08-01 06:00 |  |  | Electrophysiology Recording System |  |  | 2009-08-01 | [5 empty] | 0 |  | 3g1 | 3. Materials Characterisation | G. Surface analysis | 1. Charge | LE00111 | 43015 | 0
FLS | Life Sciences | R0347 | Microscope | 05-06 | 2006-08-01 06:00 |  | Zeiss | Axiovert Microscope | Michael Smith Building |  | 2009-08-01 | Martin Humphries | Martin Humphries |  |  |  | 0 |  | 3d3 | 3. Materials Characterisation | D. Optical Microscopy | 3. Transmission | R010037 | 38610.4 | 0
FLS | Life Sciences | R0349 | Pressure Stopped Flow System | 05-06 | 2006-08-01 06:00 |  |  | Pressure Stopped Flow System | MIB 3.025 |  | 2009-08-01 | Derren Heyes | Derren Heyes | 1 Good | 1 State of art | 2 General purpose research | 0.5 |  | 3B1 | 3. Materials Characterisation | B. Spectrometry | 1. Spectrophotometry | R011670 | 25000 | 0
FLS | Life Sciences | R0352 | HPS AMD Cluster | 05-06 | 2006-08-01 06:00 |  |  | TRANSTEC - HPS AMD Cluster | Michael Smith Building B1087 |  | 2009-08-01 | Jeremy Hubbard | Jeremy Hubbard |  |  |  | 0 |  | 6a5 | 6. Infrastructure | A. IT | 5. Data Management | R012483 | 32591.39 | 0
FLS | Life Sciences | R0353 | Crystal HT-100 Auto Visualisation System | 05-06 | 2006-08-01 06:00 |  |  | Crystal HT-100 Auto Visualisation System | MIB Building |  | 2009-08-01 | Patrick Bryant | Patrick Bryant | 3 Poor - Inoperable | 3 Adequate | 2 General purpose research | 1 |  | 2e5 | 2. Process Equipment – Biological | E. Characterisation | 5. Plate Readers | R030016 | 40950 | 0
FLS | Life Sciences | R0354 | Mosquito for Crystallography 5 way | 05-06 | 2006-08-01 06:00 |  |  | Mosquito for Crystallography 5 way | MIB building LG027 |  | 2009-08-01 | Patrick Bryant | Patrick Bryant | 1 Good | 1 State of art | 1 Dedicated to particular experiment | 0.5 |  | 1h1 | 1. Process Equipment – Physical | H. Sample Manipulation | 1. Robot | R012497 | 65350 | 0
FLS | Life Sciences | R0380 | HPSF - 56 High Pressure Stopped Flow System | 05-06 | 2006-08-01 06:00 |  |  | HPSF - 56 High Pressure Stopped Flow System | MIB 3.025 |  | 2009-08-01 | Derren Heyes | Derren Heyes | 1 Good | 1 State of art | 2 General purpose research | 0.5 |  | 3B1 | 3. Materials Characterisation | B. Spectrometry | 1. Spectrophotometry | R011670 | 25000 | 0
FLS | Life Sciences | R0381 | Pplied Photophysic rapid mixing Stopped Flow system | 05-06 | 2006-08-01 06:00 |  |  | Stopped Flow Reaction Analyser | MIB building 3.055 |  | 2009-08-01 | Derren Heyes | Derren Heyes | 1 Good | 2 Good | 2 General purpose research | 0.2 |  | 3B1 | 3. Materials Characterisation | B. Spectrometry | 1. Spectrophotometry | R011506 | 41600 | 0
FLS | Life Sciences | R0385 | Microscope | 05-06 | 2006-08-01 06:00 |  |  | Stereo Lumar Research Microscope | Michael Smith Building |  | 2009-08-01 | Adam Hurlstone | Adam Hurlstone | 1 Good | 2 Good | 2 General purpose research | 0.8 |  | 3D8 | 3. Materials Characterisation | D. Optical Microscopy | 8. Stereo | R010998 | 29470 | 0
FLS | Life Sciences | R0386 | Microscopic Upgrade | 05-06 | 2006-08-01 06:00 |  |  | Deltavision Microscopic Upgrade | Michael Smith building Imaging |  | 2009-08-01 | Martin Humphries | Martin Humphries | 1 Good | 1 State of art | 1 Dedicated to particular experiment | 0.6 |  | 3d1 | 3. Materials Characterisation | D. Optical Microscopy | 1. Confocal | R011878 | 59987.5 | 0
FLS | Life Sciences | R0387 | Narashigi Manipulator and Harvard Perdusion System | 05-06 | 2006-08-01 06:00 |  |  | Manipulator and Perdusion System | Michael Smith D4307 |  | 2009-08-01 | Alan North | Alan North | 1 Good | 2 Good | 1 Dedicated to particular experiment | 0 |  | 2a3 | 2. Process Equipment – Biological | A. Growth and Manipulation | 3. Cell Culture | R011435 | 27363 | 0
FLS | Life Sciences | R0388 | Microscopic Upgrade | 05-06 | 2006-08-01 06:00 |  |  | Deltavision Microscopic Upgrade - % of order | Michael Smith Building B1059 |  | 2009-08-01 | Martin Humphries | Martin Humphries | 1 Good | 1 State of art | 1 Dedicated to particular experiment | 0.6 |  | 3d1 | 3. Materials Characterisation | D. Optical Microscopy | 1. Confocal | R011878 | 35992.5 | 0
FLS | Life Sciences | R0390 | 2 Plantmaster rooms | 05-06 | 2006-08-01 06:00 |  | CLF | 2 Plantmaster rooms equipped with brightboy grobanks | Stopford 3rd floor plant growth area |  | 2009-08-01 | Simon Roy Turner | Simon Roy Turner | 1 Good | 2 Good | 2 General purpose research | 0 |  | 6d4 | 6. Infrastructure | D. Laboratory | 4. Vacuum | R011484 | 59945.5 | 0
FLS | Life Sciences | R0445 | IMAGING SYSTEM | 06-07 | 2007-05-01 06:00 |  | Zeiss | IMAGING SYSTEM ZEISS AXIOOBSERVER MOTORISED INVERTED MICROSCOPE WITH MOTORISED FLUORESCENCE TURRET | Michael Smith Building Janni Petersen |  | 2010-05-01 | Janni Petersen | Janni Petersen | 1 Good | 2 Good | 1 Dedicated to particular experiment | 0 |  | 3d7 | 3. Materials Characterisation | D. Optical Microscopy | 7. Fluorescence | R100362 | 94996.4 | 0
FLS | Life Sciences | R0456 | Microscope | 07-08 | 2007-11-01 |  | Leica | DM5000B UPRIGHT MICROSCOPE, FLORESCENCE CAMERA AND STEREOSCOPE | Michael Smith Building B.2087 | 241246 | 2010-11-01 18:00 | Gino Poulin | Gino Poulin |  |  |  | 0 |  | 3d7 | 3. Materials Characterisation | D. Optical Microscopy | 7. Fluorescence | R100485 | 30171.11 | 0
FLS | Life Sciences | R0457 | Microscope | 07-08 | 2007-11-01 |  | Zeiss | ZEISS AX100B SERVER MOTORISED INVERTED MICROSCOPE | Michael Smith Building C4222 | 202036 | 2010-11-01 18:00 | Janni Petersen | Janni Petersen | 1 Good | 1 State of art | 1 Dedicated to particular experiment | 0 |  | 3d7 | 3. Materials Characterisation | D. Optical Microscopy | 7. Fluorescence | R100362 | 34365.06 | 0
FLS | Life Sciences | R0464 | NUCLEOFECTOR SYSTEM | 07-08 | 2008-01-01 |  |  | NUCLEOFECTOR SYSTEM | On loan to Blond-McIndoe lab, Stopford | 296600 | 2011-01-01 18:00 | Andy Hayes | Andy Hayes | 2 Adequate | 3 Adequate | 2 General purpose research | 0.3 |  | 2a3 | 2. Process Equipment – Biological | A. Growth and Manipulation | 3. Cell Culture | R104438 | 35448.3 | 0
FLS | Life Sciences | R0467 | FLEX3 WORKSTATION | 07-08 | 2008-01-01 |  |  | FLEX3 WORKSTATION | Michael Smith Building D.4307 | 256538 | 2011-01-01 18:00 | Joan Sim | Joan Sim | 1 Good | 2 Good | 1 Dedicated to particular experiment | 0.4 |  | 2e5 | 2. Process Equipment – Biological | E. Characterisation | 5. Plate Readers | R104014 | 65340 | 0
FLS | Life Sciences | R0477 | TgK Scientific SF61SX2 rapid mixing stopped flow system | 07-08 | 2008-04-01 |  | TgK Scientific | SF-61SX2 KINETASYST SINGLE MIXING SYSTEM FLUOROMETER SYSTEM + ACCESSORIES | MIB Building - Rm 3.055 | 303471 | 2011-04-01 18:00 | Derren Heyes | Derren Heyes | 1 Good | 2 Good | 2 General purpose research | 0.2 |  | 3B1 | 3. Materials Characterisation | B. Spectrometry | 1. Spectrophotometry | R104553 | 34767 | 0
FLS | Life Sciences | R0478 | ULTRAMICROTOME | 07-08 | 2008-04-01 |  | Leica | LEICA CRYO UC6 ULTRAMICROTOME | Michael Smith Building EM UNIT | 315049 | 2011-04-01 18:00 | Aleksandr Mironov | Aleksandr Mironov | 1 Good | 2 Good | 2 General purpose research | 0.7 | Electron Microscopy Facility | 2c2 | 2. Process Equipment – Biological | C. Tissue Processing | 2. Cryostat | R104803 | 66967.14 | 0
FLS | Life Sciences | R0483 | Bruker Vertex 80 | 07-08 | 2008-05-01 |  | Bruker | VERTEX 80 INFRARED FOURIER SPECTROPHOTOMETER | MIB Building - Rm 3.055 | 293750 | 2011-05-01 18:00 | Derren Heyes | Derren Heyes | 1 Good | 1 State of art | 2 General purpose research | 0.5 |  | 3A2 | 3. Materials Characterisation | A. Spectroscopy | 2. Infra-Red | R104553 | 76482 | 0
FLS | Life Sciences | R0485 | Spinning disk confocal system | 07-08 | 2008-05-01 |  | Yokogawa | Yokogawa CSU-10 Spinning disk confocal system, complete with fibre delivery system and Plan -apo field lens for CSU-10 | Michael Smith Building C4222 | 323465 | 2011-05-01 18:00 | Stephen Taylor | Stephen Taylor | 1 Good | 2 Good | 1 Dedicated to particular experiment | 0 |  | 3d1 | 3. Materials Characterisation | D. Optical Microscopy | 1. Confocal | R011053 | 39780 | 0
FLS | Life Sciences | R0489 | FACSARray colour analyser | 07-08 | 2008-06-01 |  | BD Biosciences | FACSARray colour analyser / work station | AV Hill Building 4th Floor | 356471 | 2011-06-01 18:00 | Richard Grencis | Richard Grencis | 1 Good | 2 Good | 2 General purpose research | 0.6 |  | 2e1 | 2. Process Equipment – Biological | E. Characterisation | 1. Fluorescent Readers | R104847 | 25000 | 0
FLS | Life Sciences | R0493 | FEI Polara 300kV FEG transmission electron microscope with postcolumn energy filter | 07-08 | 2008-10-01 |  | FEI | FEI Polara 300kV FEG transmission electron microscope with postcolumn energy filter | Michael Smith Building | 246419 | 2018-10-01 12:00 | Toby Starborg | Toby Starborg | 1 Good | 1 State of art | 2 General purpose research | 0.7 | Electron Microscopy Facility | 3E3 | 3. Materials Characterisation | E. Electron/Ion Microscopy | 3. Transmission | AA08485 | 718073 | 155582.4833
FLS | Life Sciences | R0493 | FEI Polara 300kV FEG transmission electron microscope with postcolumn energy filter | [7 empty] | 2010-05-31 | Toby Starborg | Toby Starborg | 1 Good | 1 State of art | 2 General purpose research | 0.7 | Electron Microscopy Facility | 3E3 | 3. Materials Characterisation | E. Electron/Ion Microscopy | 3. Transmission | R102920 | 781927 | 0
FLS | Life Sciences | R0498 | Spectometry | 07-08 | 2008-04-01 |  | Agilent | Agilent Technologies mass spectrometers, Q-Tof + GCMs | Michael Smith Building B2071 | 325828 | 2011-04-01 18:00 | David Knight | David Knight | 1 Good | 2 Good | 2 General purpose research | 0.6 |  | 3b3 | 3. Materials Characterisation | B. Spectrometry | 3. Mass Spectrometry | R101963 | 141919.24 | 0
FLS | Life Sciences | R0516 | TgK Scientific Stopped flow accessory | 07-08 | 2008-04-01 |  | TgK Scientific | Stop flow system for Bruker Vertex 80 infrared fourier spectrophotometer | MIB Building - Rm 3.055 | 293747 | 2011-04-01 18:00 | Derren Heyes | Derren Heyes | 1 Good | 1 State of art | 2 General purpose research | 0.5 |  | 3A2 | 3. Materials Characterisation | A. Spectroscopy | 2. Infra-Red | R104553 | 26000 | 0
FLS | Life Sciences | R0526 | Microscope | 08-09 | 2008-09-01 |  | Leica | DM 5500B Flourescent Microscope - Leica | Michael Smith Building | 400492 | 2011-09-01 18:00 | Richard Reece | Richard Reece | 1 Good | 1 State of art | 2 General purpose research | 0 |  | 3d7 | 3. Materials Characterisation | D. Optical Microscopy | 7. Fluorescence | R012031 | 33095.88 | 0
FLS | Life Sciences | R0534b | Confocal Microscope | 08-09 | 2008-11-01 |  |  | Confocal Microscope | Michael Smith Building D4510 | 400388 | 2011-11-01 18:00 | Joan Sim | Joan Sim | 1 Good | 2 Good | 1 Dedicated to particular experiment | 0 |  | 3d1 | 3. Materials Characterisation | D. Optical Microscopy | 1. Confocal | R105712 | 46499 | 0
FLS | Life Sciences | R0537 | Computing Vision Cluster | 08-09 | 2008-11-01 |  |  | Clustervision: Templar | Kilburn Building | 397126 | 2011-11-01 18:00 | Simon Clough | Simon Clough | 1 Good | 2 Good | 3 Research and Teaching | 0.1 |  | 6a5 | 6. Infrastructure | A. IT | 5. Data Management | R101743 | 132397 | 0
FLS | Life Sciences | R0537 | Computing Vision Cluster | [19 empty] | WA00693 | 19938.72 | 0
FLS | Life Sciences | R0537 | Computing Vision Cluster | 09-10 | 2010-04-01 |  |  | Clustervision: Templar | Kilburn Building | 397126 | 2013-04-01 | Simon Clough | Simon Clough | 1 Good | 2 Good | 3 Research and Teaching | 0.1 |  | 6a5 | 6. Infrastructure | A. IT | 5. Data Management | R110925 | 24921.1 | 0
FLS | Life Sciences | R0546 | Q-SENSE Electronics Unit | 08-09 | 2009-03-01 |  | Q-Sense | Q-SENSE ELECTRONICS UNIT AND ACCESSORIES | MICHAEL SMITH D.3510 | 460037 | 2012-03-01 18:00 | Thomas Jowitt | Thomas Jowitt | 1 Good | 1 State of art | 2 General purpose research | 0 |  | 3K6 | 3. Materials Characterisation | K. Mechanical Properties | 6. Vibration | AA05846 | 21186 | 0
FLS | Life Sciences | R0546 | Q-SENSE Electronics Unit | [19 empty] | R106203 | 23814 | 0
FLS | Life Sciences | R0547 | BI-2000 SPR liquid flow system | 08-09 | 2009-03-01 |  | Biosensing Instrument | BI-2000 SPR LIQUID FLOW CELL SYSTEM + ACCESSORIES | MIB building 3.055 | 468560 | 2012-03-01 18:00 | Derren Heyes | Derren Heyes | 1 Good | 2 Good | 2 General purpose research | 0.6 |  | 1d4 | 1. Process Equipment – Physical | D. Controlled Environment | 4. Atmospheric Reactors | R104553 | 26650 | 0
FLS | Life Sciences | R0550 | 300kv Field emission gun transmission electron microscope dedicated for cryo-electron microscopy. The microscope has a 6 cryo-cartridge loading system and is equip with a 4k x4k Ultrascan camera and a, post-column, 2kx2k Gatan imaging filter. | 08-09 | 2009-01-01 |  |  | JPK Cell Adhesion Mechanics System atomic force Z stretcher (it pulls cells apart) | Michael Smith Building B.1064 | 470205 | 2012-01-01 18:00 | Peter March | Peter March | 1 Good | 1 State of art | 1 Dedicated to particular experiment | 0.1 |  | 3E3 | 3. Materials Characterisation | E. Electron/Ion Microscopy | 3. Transmission | R010197 | 64445 | 0
FLS | Life Sciences | R0550 | 300kv Field emission gun transmission electron microscope dedicated for cryo-electron microscopy. The microscope has a 6 cryo-cartridge loading system and is equip with a 4k x4k Ultrascan camera and a, post-column, 2kx2k Gatan imaging filter. | [19 empty] | R011878 | 20000 | 0
FLS | Life Sciences | R0560 | Zeiss Inverted Microscope | 08-09 | 2009-03-01 |  | Zeiss | ZEISS INVERTED FLUORESCENCE MICROSCOPE for JPK cell adhesion mechanics | Michael Smith Building B.3070 | 468028 | 2012-03-01 18:00 | Peter March | Peter March | 1 Good | 1 State of art | 1 Dedicated to particular experiment | 0.1 |  | 3d7 | 3. Materials Characterisation | D. Optical Microscopy | 7. Fluorescence | R010197 | 15555.54 | 0
FLS | Life Sciences | R0560 | Zeiss Inverted Microscope | [19 empty] | R011878 | 21288.46 | 0
FLS | Life Sciences | R0562 | Dawn Heleos II | 08-09 | 2009-02-01 |  | Wyatt | DAWN HELEOS II - ANGLE LIGHT SCATTERING DETECTOR - | Michael Smith Building B.2071 | 447823 | 2012-02-01 18:00 | Martin Humphries | Martin Humphries | 1 Good | 1 State of art | 2 General purpose research | 0 | Biomolecular Analysis Facility | 3a4 | 3. Materials Characterisation | A. Spectroscopy | 4. Optical | R011878 | 36000 | 0
FLS | Life Sciences | R0563 | AKTA Purification System | 08-09 | 2009-04-01 |  | GE Healthcare | AKTA FPLC system £30k | Michael Smith building C.4212 | 465523 | 2012-04-01 18:00 | Lydia Tabernero | Lydia Tabernero | 1 Good | 3 Adequate | 2 General purpose research | 0.5 |  | 3l5 | 3. Materials Characterisation | L. Chemical Analysis | 5. Chromatography | R105761 | 29540.86 | 0
FLS | Life Sciences | R0565 | Infors Incubator System | 08-09 | 2009-02-01 |  |  | Infors Incubator System | MIB Building 3rd floor | 466359 | 2012-02-01 18:00 | Andrew Munro | Andrew Munro | 1 Good | 2 Good | 2 General purpose research | 0.1 |  | 2a3 | 2. Process Equipment – Biological | A. Growth and Manipulation | 3. Cell Culture | R104832 | 13499.12 | 0
FLS | Life Sciences | R0565 | Infors Incubator System | [19 empty] | R105151 | 12052.88 | 0
FLS | Life Sciences | R0571 | LV200 Bioluminescence microscope | 08-09 | 2009-04-01 |  | Olympus | LV200 Bioluminescence microscope | AV HILL BUILDING 2nd Floor | 429734 | 2012-04-01 18:00 | Hugh Piggins | Hugh Piggins | 1 Good | 1 State of art | 1 Dedicated to particular experiment | 0 |  | 3D6 | 3. Materials Characterisation | D. Optical Microscopy | 6. Live Cell | R106635 | 101851.3 | 0
FLS | Life Sciences | R0587 | Lumicycle for Circadian Clocks | 08-09 | 2009-04-01 |  |  | Lumicycle for Circadian Clocks | AV Hill Building 3rd Floor | 477129 | 2012-04-01 18:00 | Maria Canal | Maria Canal | 1 Good | 1 State of art | 1 Dedicated to particular experiment | 0 |  | 2e5 | 2. Process Equipment – Biological | E. Characterisation | 5. Plate Readers | R105811 | 25317.3 | 0
FLS | Life Sciences | R0588 | Olympus Microscope/Camera | 08-09 | 2009-08-01 |  | Olympus | Olympus Microscope/Camera/Imaging peripherals and incubation compnents | AV Hill Building 2nd Floor CTF | 513069 | 2012-08-01 18:00 | Hugh Piggins | Hugh Piggins | 1 Good | 1 State of art | 1 Dedicated to particular experiment | 0.4 |  | 3D6 | 3. Materials Characterisation | D. Optical Microscopy | 6. Live Cell | R107363 | 65000 | 0
FLS | Life Sciences | R0589 | Leica DMI6000B Microscope | 08-09 | 2009-07-01 |  | Leica | Leica DMI6000B Automated Microscope with DIC | Michael Smith Building | 521455 | 2012-07-01 18:00 | Berenika Plusa | Berenika Plusa | 1 Good | 1 State of art | 1 Dedicated to particular experiment | 0 |  | 3d3 | 3. Materials Characterisation | D. Optical Microscopy | 3. Transmission | R107861 | 43637.25 | 0
FLS | Life Sciences | R0596 | ATKA Purification System | 08-09 | 2009-06-01 |  | GE Healthcare | ATKA Purification System | Michael Smith Building | 533428 | 2012-06-01 18:00 | Neil Bulleid | Neil Bulleid |  |  |  | 0 |  | 3l5 | 3. Materials Characterisation | L. Chemical Analysis | 5. Chromatography | R011081 | 0 | 0
FLS | Life Sciences | R0604 | Dasgip Parallel Shaking flask | 08-09 | 2009-08-01 |  |  | Dasgip Parallel Shaking flask | Michael Smith Building B1056 | 508663 | 2012-08-01 18:00 | Chris Grant | Chris Grant | 1 Good | 1 State of art | 1 Dedicated to particular experiment | 0 |  | 2a3 | 2. Process Equipment – Biological | A. Growth and Manipulation | 3. Cell Culture | R107717 | 56772.89 | 0
FLS | Life Sciences | R0605 | Celltherm Controlled Temp Rooms with CLF plant climatics | 08-09 | 2009-08-01 |  | Celltherm | Incubated rooms for culture of fly drosophila fly stocks | Michael Smith Building rooms B.4206 &B.4207 | 471231 | 2012-08-01 18:00 | Sanjai Patel | Sanjai Patel | 1 Good | 2 Good | 1 Dedicated to particular experiment | 0 | Drosophila Fly Facility | 6d4 | 6. Infrastructure | D. Laboratory | 4. Vacuum | R108097 | 51830 | 0
FLS | Life Sciences | R0607 | Light-tight cabinets | 08-09 | 2009-12-01 |  |  | Light-tight cabinets | AV HILL BUILDING - 3rd FLOOR | 531893 | 2012-12-01 18:00 | Maria Canal | Maria Canal | 1 Good | 1 State of art | 1 Dedicated to particular experiment | 0 |  | 6d4 | 6. Infrastructure | D. Laboratory | 4. Vacuum | R105811 | 26468.95 | 0
FLS | Life Sciences | R0613 | Beckman Elutriation System | 09-10 | 2009-08-01 |  | Beckman Coulter | Beckman Elutriation System | MICHAEL SMITH C.4223 | 556912 | 2012-08-01 18:00 | Janni Petersen | Janni Petersen | 1 Good | 1 State of art | 1 Dedicated to particular experiment | 0 |  | 3l1 | 3. Materials Characterisation | L. Chemical Analysis | 1. Gas Analysis | R110345 | 49850 | 0
FLS | Life Sciences | R0614 | Evolve 512 Camera | 09-10 | 2009-08-01 |  | Photometrics | Evolve 512 Camera & Accessories | Alan Turing Building | 542748 | 2012-08-01 18:00 | Derren Heyes | Derren Heyes | 1 Good | 1 State of art | 2 General purpose research | 0.2 |  | 3d3 | 3. Materials Characterisation | D. Optical Microscopy | 3. Transmission | R106511 | 30753.25 | 0
FLS | Life Sciences | R0619 | SOLiD 4.0 GENOME SEQUENCER SYSTEM | 09-10 | 2009-10-01 |  | Applied Biosystems | SOLiD 4.0 GENOME SEQUENCER SYSTEM (was damaged in a flood and replaced by insurance for £155k) | Michael Smith Building Rm B4072 | 591840 | 2012-10-01 18:00 | Andy Hayes | Andy Hayes | 3 Poor - Inoperable | 1 State of art | 4 Not used in past year | 0 |  | 4f3 | 4. Sample Measurement/Analysis | F. Proteins/Nucleic Acids | 3. Sequencers | AD01970 | 125000 | 0
FLS | Life Sciences | R0619 | SOLiD 4.0 GENOME SEQUENCER SYSTEM | [19 empty] | R110925 | 253365.95 | 0
FLS | Life Sciences | R0621 | Ultrafast Systems Helios VIS pump-probe transient absorption spectrometer | 09-10 | 2009-10-01 |  | Ultrafast Systems | Ultrafast Systems Helios VIS pump-probe transient absorption spectrometer and Eos Multi channel pump-probe transient absorption spectrometer | Alan Turing Building | 515062 | 2012-10-01 18:00 | Derren Heyes | Derren Heyes | 1 Good | 1 State of art | 2 General purpose research | 0.2 |  | 3B1 | 3. Materials Characterisation | B. Spectrometry | 1. Spectrophotometry | R104553 | 90308.16 | 0
FLS | Life Sciences | R0626 | LTQ Velos Mass Spectrometer | 09-10 | 2009-12-01 |  | Thermo | LTQ Velos Mass Spectrometer | Michael Smith Building B.2071 | 600703 | 2012-12-01 18:00 | David Knight | David Knight | 3 Poor - Inoperable | 1 State of art | 2 General purpose research | 0 |  | 3b3 | 3. Materials Characterisation | B. Spectrometry | 3. Mass Spectrometry | R011878 | 128000 | 0
FLS | Life Sciences | R0627 | Olympus BX51 WI | 09-10 | 2009-11-01 |  | Olympus | Microscope and Imaging System for 3D images of tissue samples | Ground floor EPHYS lab (G.006) Av Hill Building | 585255 | 2012-11-01 18:00 | Richard Baines | Richard Baines | 1 Good | 1 State of art | 2 General purpose research | 0 | no | 3d1 | 3. Materials Characterisation | D. Optical Microscopy | 1. Confocal | R111212 | 50540.98 | 0
FLS | Life Sciences | R0634 | Leica Flouresent Microscope | 09-10 | 2009-12-01 |  | Leica | MZ10 Fluerecent Microscope | Michael Smith Building rooms B.4206 &B.4207 | 572794 | 2012-12-01 18:00 | Sanjai Patel | Sanjai Patel | 1 Good | 2 Good | 2 General purpose research | 0.4 | Drosophila Fly Facility | 3d7 | 3. Materials Characterisation | D. Optical Microscopy | 7. Fluorescence | R108097 | 30730.82 | 0
FLS | Life Sciences | R0642 | Freeze quench instrument for EPR spec | 09-10 | 2011-06-01 |  |  | Freeze quench instrument for EPR spec | MIB LG 035 | 595365 | 2014-06-01 18:00 | Derren Heyes | Derren Heyes | 1 Good | 1 State of art | 2 General purpose research | 0.5 |  | 3a5 | 3. Materials Characterisation | A. Spectroscopy | 5. EPR | R111181 | 25000 | 0
FLS | Life Sciences | R0643 | Sonata Robotic Cell Culture System | 09-10 | 2010-07-01 |  | TAP Biosystems | Sonata Robotic Cell Culture System | Michael Smith Building B1068 | 622267 | 2013-07-01 18:00 | Alan Dickson | Alan Dickson | 1 Good | 1 State of art | 1 Dedicated to particular experiment | 0.1 |  | 2a3 | 2. Process Equipment – Biological | A. Growth and Manipulation | 3. Cell Culture | P111499 | 1120900.05 | 0
FLS | Life Sciences | R0644 | Thermo Fisher High Throughput Microscopy System | 09-10 | 2010-07-01 |  | Thermo | Thermo Fisher High Throughput Microscopy System | Michael Smith Building B1068 | 622291 | 2013-07-01 18:00 | Alan Dickson | Alan Dickson | 1 Good | 1 State of art | 1 Dedicated to particular experiment | 0.1 |  | 3d3 | 3. Materials Characterisation | D. Optical Microscopy | 3. Transmission | AA09816 | 23108.83 | 0
FLS | Life Sciences | R0644 | Thermo Fisher High Throughput Microscopy System | [19 empty] | P111499 | 1140281 | 0
FLS | Life Sciences | R0646 | Bio-Rad Proteon XPR36 | 09-10 | 2010-03-01 |  | Bio-Rad Laboratories Ltd. | Bio-Rad Proteon XPR36 | Michael SmIth Building D.3510 | 615336 | 2013-03-01 18:00 | Thomas Jowitt | Thomas Jowitt | 1 Good | 1 State of art | 2 General purpose research | 0 | Biomolecular Analysis Facility | 4f1 | 4. Sample Measurement/Analysis | F. Proteins/Nucleic Acids | 1. Arrays | R011878 | 144950 | 0
FLS | Life Sciences | R0657 | Daedalus | 09-10 | 2010-03-01 |  |  | Daedalus | MIB | 627989 | 2013-03-01 | Jonathan Waltho | Jonathan Waltho | 1 Good | 1 State of art | 1 Dedicated to particular experiment | 0.5 |  | 3a3 | 3. Materials Characterisation | A. Spectroscopy | 3. Nuclear Magnetic Resonance | R111158 | 0 | 0
FLS | Life Sciences | R0675 | ATKA purifier and acessories | 09-10 | 2010-07-01 |  | GE Healthcare | ATKA purifier and acessories | MIB Building 3rd floor | 631446 | 2013-07-01 18:00 | Derren Heyes | Derren Heyes | 1 Good | 2 Good | 2 General purpose research | 0 |  | 3l5 | 3. Materials Characterisation | L. Chemical Analysis | 5. Chromatography | R107342 | 28687.78 | 0
FLS | Life Sciences | R0678 | Perkin Elmer Confocal Microscope | 09-10 | 2010-04-01 |  | Perkin Elmer | Perkin Elmer Confocal Microscope live cell spinning disk | Michael Smith/Bioimaging D1518 | 678844 | 2013-04-01 18:00 | Peter March | Peter March | 1 Good | 1 State of art | 1 Dedicated to particular experiment | 0.3 |  | 3d1 | 3. Materials Characterisation | D. Optical Microscopy | 1. Confocal | R011878 | 30000 | 0
FLS | Life Sciences | R0679 | Gatan 3 View Imaging Systems | 09-10 | 2010-10-01 |  | Gatan | Gatan 3 View Imaging Systems | Michael Smith D1519 | 672984 | 2013-10-01 18:00 | Toby Starborg | Toby Starborg | 1 Good | 1 State of art | 1 Dedicated to particular experiment | 0 |  | 3E3 | 3. Materials Characterisation | E. Electron/Ion Microscopy | 3. Transmission | R111732 | 155000 | 0
FLS | Life Sciences | R0681 | Analight 4D Interferometer | 09-10 | 2010-07-01 |  | Farfield | Farfield Analight 4D Dual polarisation interferometer | Michael Smith Building D3510 | 689709 | 2013-07-01 18:00 | Martin Humphries | Martin Humphries | 1 Good | 1 State of art | 2 General purpose research | 0.4 |  | 2E6 | 2. Process Equipment – Biological | E. Characterisation | 6. Analysers | R011878 | 29800 | 0
FLS | Life Sciences | R0681 | Analight 4D Interferometer | [19 empty] | R111732 | 125700 | 0
FLS | Life Sciences | R0688 | Camera System for Spinning disc confocal microscope | 09-10 | 2010-06-01 |  |  | Camera System for Spinning disc confocal microscope | Michael Smith D1518 | 679048 | 2013-06-01 18:00 | Peter March | Peter March | 1 Good | 1 State of art | 1 Dedicated to particular experiment | 0.3 |  | 3d1 | 3. Materials Characterisation | D. Optical Microscopy | 1. Confocal | R011878 | 30030 | 0
FLS | Life Sciences | R0691 | FEI Quanta 250 ESEM Microscope | 09-10 | 2010-07-01 |  | FEI | FEI Quanta 250 ESEM Microscope | Michael Smith Building | 672986 | 2013-07-01 18:00 | Toby Starborg | Toby Starborg | 1 Good | 1 State of art | 1 Dedicated to particular experiment | 0 | Biomolecular Analysis Facility | 3d1 | 3. Materials Characterisation | D. Optical Microscopy | 1. Confocal | R111732 | 155500 | 0
FLS | Life Sciences | R0695 | Electronic system | 10-11 | 2011-04-01 |  |  | Electronic system | n/a | 675192 | 2014-04-01 18:00 | Charles Streuli |  | N/A | N/A | n/a | n/a |  | 3E1 | 3. Materials Characterisation | E. Electron/Ion Microscopy | 1. Scanning | R111732 | 0 | 0
FLS | Life Sciences | R0700 | Spinning disc confocal microscope | 10-11 | 2010-09-01 |  |  | Spinning disc confocal microscope | Michael Smith D1518 | 678658 | 2013-09-01 18:00 | Peter March | Peter March | 1 Good | 1 State of art | 1 Dedicated to particular experiment | 0.6 |  | 3d1 | 3. Materials Characterisation | D. Optical Microscopy | 1. Confocal | R111732 | 315834.26 | 0
FLS | Life Sciences | R0722 | Cairn Research Laser Launch | 10-11 | 2011-01-01 |  | Cairn Research | Cairn Research Laser Launch | C.4223 MICHAEL SMITH BUILDING | 700697 | 2014-01-01 18:00 | Anthony Tighe | Anthony Tighe | 1 Good | 2 Good | 1 Dedicated to particular experiment | 0 |  | 3d7 | 3. Materials Characterisation | D. Optical Microscopy | 7. Fluorescence | R111808 | 28450 | 0
FLS | Life Sciences | R0749 | FLS920 Steady State and Fluorescence Lifetime Spectrometer | 10-11 | 2011-03-01 |  | Edinburgh Photonics | FLS920 Steady State and Fluorescence Lifetime Spectrometer | 3.057 MIB building | 769733 | 2014-03-01 18:00 | Sam Hayes | Sam Hayes | 1 Good | 1 State of art | 1 Dedicated to particular experiment | 0.1 |  | 3A7 | 3. Materials Characterisation | A. Spectroscopy | 7. Fluorescence | R112240 | 64350 | 0
FLS | Life Sciences | R0750 | A05004 Whitley VA500 workstation | 10-11 | 2011-03-01 |  | Don Whitley Scientific | Bacterial growth cabinet from Don Whitley | Michael Smith Building C1201 | 794553 | 2014-03-01 18:00 | James Linton | James Linton | 1 Good | 2 Good | 2 General purpose research | 0 |  | 2a1 | 2. Process Equipment – Biological | A. Growth and Manipulation | 1. Bacteriology | R112036 | 27654.5 | 0
FLS | Life Sciences | R0755 | Proteus flash photolysis spectrometer | 10-11 | 2011-07-01 |  |  | Proteus flash photolysis spectrometer | MIB LG045A | 739357 | 2014-07-01 18:00 | Alex Jones | Alex Jones | 1 Good | 1 State of art | 1 Dedicated to particular experiment | 0 |  | 3B1 | 3. Materials Characterisation | B. Spectrometry | 1. Spectrophotometry | R112173 | 44208.78 | 0
FLS | Life Sciences | R0784 | 5500xl-u for SOLiD 4 | 10-11 | 2011-07-01 |  | Applied Biosystems | Upgrade of SOLiD 4 sequencer | Univ Manchester Genetic Medicine St Mary's Hopsital 6th Floor Room L6.CV.125 | 807460 | 2014-07-01 18:00 | James O'Sullivan | Mike Dixon | 1 Good | 2 Good | 2 General purpose research | 0.1 | no | 4f3 | 4. Sample Measurement/Analysis | F. Proteins/Nucleic Acids | 3. Sequencers | R111838 | 72730 | 0
FLS | Life Sciences | R0791 | Licor Odyssey SA | 11-12 | 2011-10-01 |  | Li-Cor | Scanning/imaging system for western blotting | Michael Smith B4087 | 872419 | 2014-10-01 18:00 | Philip Woodman | Philip Woodman | 1 Good | 1 State of art | 2 General purpose research | 0 |  | 3c3 | 3. Materials Characterisation | C. Imaging | 3. Infra-Red | R102991 | 7000 | 0
FLS | Life Sciences | R0791 | Licor Odyssey SA | [19 empty] | R105669 | 19750 | 0
FLS | Life Sciences | R0792 | Leica DM6000 | 11-12 | 2011-11-01 |  | Leica | Structured Illumination Fluorescence Microscope | Michael Smith Building rooms B.4206 &B.4207 | 876051 | 2012-11-01 06:00 | Sanjai Patel | Sanjai Patel | 1 Good | 1 State of art | 2 General purpose research | 0.2 | Drosophila Fly Facility | 3d7 | 3. Materials Characterisation | D. Optical Microscopy | 7. Fluorescence | R108097 | 55018.02 | 0
FLS | Life Sciences | R0799 | Li-cor - LI-6400XTF | 11-12 | 2012-01-01 |  | Li-Cor | Portable Fluorescence and gas exchange system + arabidopsis chamber | Michael Smith D.3503 | 882054 | 2015-01-01 18:00 | Giles Johnson | Giles Johnson | 1 Good | 1 State of art | 2 General purpose research | 0.2 |  | 3d7 | 3. Materials Characterisation | D. Optical Microscopy | 7. Fluorescence | R113718 | 36128.4 | 0
FLS | Life Sciences | R0803 | Leica M165 FC | 11-12 | 2011-11-01 |  | Leica | Stereomicroscope and camera | Michael Smith Building Lab D.2401 | 878050 | 2014-11-01 18:00 | Shane Herbert | Shane Herbert | 1 Good | 1 State of art | 2 General purpose research | 0 |  | 3D8 | 3. Materials Characterisation | D. Optical Microscopy | 8. Stereo | R112336 | 7752 | 0
FLS | Life Sciences | R0803 | Leica M165 FC | [19 empty] | R113674 | 33020.94 | 0
FLS | Life Sciences | R0808 | TSE PhenoMaster recording system | 11-12 | 2012-07-01 |  |  | Monitoring system for wheel-running, food and water consumption | Biological Services Unit, room designation unknown as of yet. | 900086 | 2015-07-01 18:00 | Hugh Piggins |  | 1 Good | 1 State of art | 1 Dedicated to particular experiment | 0 | BSF | 6d4 | 6. Infrastructure | D. Laboratory | 4. Vacuum | R113771 | 96932.74 | 0
FLS | Life Sciences | R0813 | Bespoke Radial Maze and accessories | 11-12 | 2012-07-01 |  |  | Radial Maze and accessories | Stopford Building | 879142 | 2014-11-01 | John Gigg | Jaleel Miyan | 1 Good | 1 State of art | 1 Dedicated to particular experiment | 0.1 | BSF |  |  |  |  | R113227 | 28360 | 0
FLS | Life Sciences | R0817 | 64 channel recording system | 11-12 | 2012-07-01 |  | Plexon Inc. | Plexon 64 channel recorder system | 3.910 stopford building | 954412 | 2017-03-25 | Tim Brown | Timothy Brown | 1 Good | 2 Good | 1 Dedicated to particular experiment |  |  | 4b5 | 4. Sample Measurement/Analysis | B. Electronic | 5. Data Acquisition | R114216 | 30667.17 | 3833.3962
FLS | Life Sciences | R0822 | NetApp N2240 Filer Cluster | 11-12 | 2012-07-01 |  | Q Associates Ltd. | N2240 Filer Cluster with 48 x 3TB SATA Drives | Cross site replication is required, so identical hardware is in two server rooms: Michael Smith Building Room B.1087, Simon Building Room 1.80. | 954724 | 2015-09-01 | Bill Ayres and Nicholas Gresham | Andy Sharrocks | 1 Good | 2 Good | 2 General purpose research | 0.3 |  | 6A2 | 6. Infrastructure | A. IT | 2. Storage | R114498 | 206141.48 | 0
FLS | Life Sciences | R0835 | CFX-96 Touch Real-Time PCR system | 11-12 | 2012-08-01 |  | BIO-RAD | Real time PCR system | Michael Smith Building C.3214 | 987026 | 2013-07-01 | Stuart Cain | Cay Kielty | 1 Good | 1 State of art | 2 General purpose research | 0 | no | 4f2 | 4. Sample Measurement/Analysis | F. Proteins/Nucleic Acids | 2. PCR | R114498 | 32524 | 0
FLS | Life Sciences | R0848 | Premium 212 Class II MSC | 12-13 | 2012-11-01 |  | Faster | Microbiological Class II safety cabinet (4x Premium 212 , 2 x Elite 218D) | Core Technology Facility Building- rm 2.07e | 1011884 | 2015-11-01 18:00 | Tracy Hussell | Tracy Hussell | 1 Good | 1 State of art | 1 Dedicated to particular experiment | 0 | no | 2a3 | 2. Process Equipment – Biological | A. Growth and Manipulation | 3. Cell Culture | AA09933 | 2297.7 | 0
FLS | Life Sciences | R0848 | Premium 212 Class II MSC | [19 empty] | R113601 | 39483.68 | 0
FLS | Life Sciences | R0849 | M2TBALTC Infinite M200 pro ND2000C-UK Nanodrop | 12-13 | 2012-11-01 |  | Tecan | Multi-detection microplate reader - Tecan Infinite M200 Pro | CTF 2.07 | 1019368 | 2015-11-01 18:00 | Toshifumi Fujimori and Thomas Bell | Tracy Hussell | 1 Good | 1 State of art | 1 Dedicated to particular experiment | 0 | no | 2e5 | 2. Process Equipment – Biological | E. Characterisation | 5. Plate Readers | R113601 | 29775 | 0
FLS | Life Sciences | R0850 | Quant studio 12 FLEX,FAST 96w Inst LPTP | 12-13 | 2012-11-01 |  | Applied Biosystems | RT - qPCR machine - Quant studio 12 FLEX,FAST 96w Inst LPTP | CTF 2.07 | 1019382 | 2015-11-01 18:00 | Toshifumi Fujimori and Thomas Bell | Tracy Hussell | 1 Good | 1 State of art | 1 Dedicated to particular experiment | 0 | no | 4f2 | 4. Sample Measurement/Analysis | F. Proteins/Nucleic Acids | 2. PCR | R113601 | 55439.35 | 0
FLS | Life Sciences | R0863 | MEA system (QLS-21147d) | 12-13 | 2013-04-01 |  | Multichannel Systems | MEA recording system | G5 AV Hill | 1020839 | 2016-04-01 18:00 | Timothy Brown | Timothy Brown | 1 Good | 1 State of art | 1 Dedicated to particular experiment | 0 | no | 4G5 | 4. Sample Measurement/Analysis | G. Bio-Medical | 5. Cells | R114216 | 42680 | 0
FLS | Life Sciences | R0891 | MACSQuant Analyser 7 colour (MQ9) | 12-13 | 2013-04-01 |  | Miltenyi Biotec Limited | MACSQuant Analyser 7 | A V Hill Building, 4.019 | 1099773 | 2013-04-30 | A Bancroft and K Hayes | Richard Grencis | 1 Good | 1 State of art | 1 Dedicated to particular experiment | 0 | no | 2E6 | 2. Process Equipment – Biological | E. Characterisation | 6. Analysers | R104847 | 68995 | 0
FLS | Life Sciences | R0913 | NetApp FAS3220HA Storage Upgrade/Expansion | 13-14 | 2014-01-01 |  | NetApp FAS3220HA Filer | High-capacity data storage system | Michael Smith Building / Kilburn Datacentre | 1152001 | 2015-07-01 | Bill Ayres and Nicholas Gresham | Andy Sharrocks | 1 Good | 1 State of art | 1 Dedicated to particular experiment | 0.8 | no | 6a5 | 6. Infrastructure | A. IT | 5. Data Management | AA06620 | 11400 | 0
FLS | Life Sciences | R0913 | NetApp FAS3220HA Storage Upgrade/Expansion | [19 empty] | R115482 | 160000 | 0
FLS | Life Sciences | R0916 | Leica SR GSD 3D upgrade kit | 13-14 | 2013-11-01 |  | Leica Microsystems (UK) Limited | The kit is designed to upgrade the Leica SR GSD system. | CTF Building, Room 2.23e | 1157961 | 2016-09-30 | Daniel Davis | Daniel Davis | 1 Good | 1 State of art | 1 Dedicated to particular experiment | 0 | no | 3D9 | 3. Materials Characterisation | D. Optical Microscopy | 9. Accessories | R116485 | 41392.66 | 1217.4312
FLS | Life Sciences | R0916 | Leica SR GSD 3D upgrade kit | [6 empty] | Jnl#399124(PO1157961) | 2016-09-30 | Daniel Davis | Daniel Davis | 1 Good | 1 State of art | 1 Dedicated to particular experiment | 0 | no | 3D9 | 3. Materials Characterisation | D. Optical Microscopy | 9. Accessories | R113601 | 7745.3 | 227.8029
FLS | Life Sciences | R0931 | IncuCyte ZOOM HD/2CLR System | 13-14 | 2014-03-01 |  | Essen Bioscience Ltd | High throughput / low resoluiton time-lapse imaging for cell fate profiling | Michael Smith C4223 | 1190590 | 2017-01-01 21:00 | Stephen Taylor | Stephen Taylor | 1 Good | 1 State of art | 1 Dedicated to particular experiment | 0 | no | 4e5 | 4. Sample Measurement/Analysis | E. Optical | 5. High Resolution Imaging | R116698 | 41806 | 6147.9412
FLS | Life Sciences | R0931 | IncuCyte ZOOM HD/2CLR System | [7 empty] | 2018-03-01 | Stephen Taylor | Stephen Taylor | 1 Good | 1 State of art | 1 Dedicated to particular experiment | 0 | no | 4e5 | 4. Sample Measurement/Analysis | E. Optical | 5. High Resolution Imaging | AA10689 | 41807 | 16548.6042
FLS | Life Sciences | R0940a | BD FACSAria Fusion Cell Sorter | 13-14 | 2014-01-01 |  | BD Biosciences | Identification of specified subpopulations of cells | C3210, Michael Smith Building | 1181655 | 2014-03-01 | Michael Jackson | Cay Kielty | 1 Good | 1 State of art | 1 Dedicated to particular experiment | 0 | It comprises the flow cytometry facility in the Faculty of Life Sciences. | 4G5 | 4. Sample Measurement/Analysis | G. Bio-Medical | 5. Cells | R116523 | 290000 | 0
FLS | Life Sciences | R0940b | BD LSRFortessa Analyser | 13-14 | 2014-01-01 |  | BD Biosciences | Identification of specified subpopulations of cells | C3210, Michael Smith Building | 1181655 | 2014-03-01 | Michael Jackson | Cay Kielty | 1 Good | 1 State of art | 1 Dedicated to particular experiment | 0 | It comprises the flow cytometry facility in the Faculty of Life Sciences. | 4G5 | 4. Sample Measurement/Analysis | G. Bio-Medical | 5. Cells | R116523 | 208000 | 0
FLS | Life Sciences | R0954 | LightCycler 480 II | 13-14 | 2014-04-01 |  | Roche Diagnostics | RT-PCR platform for absolute/relative quantification, endpoint genotyping, meltcurve genotyping and gene scanning | MIB, 1.044 | 1219349 | 2019-01-01 |  | Terry Brown | 1 Good | 1 State of art | 1 Dedicated to particular experiment |  | No, Terry Brown's group exclusive | 4f2 | 4. Sample Measurement/Analysis | F. Proteins/Nucleic Acids | 2. PCR | R116722 | 28000 | 14245.614
FLS | Life Sciences | R0975 | Upgrade HiSeq 2000 to HiSeq 2500 | 13-14 | 2014-03-01 |  | Illumina, Inc. | Next generation sequencer | B.4071 (Michael Smith Bldg.) | 1169262 | 2015-06-01 | Andy Hayes | A. D. Sharrocks | 1 Good | 1 State of art | 2 General purpose research | 0 | Genomic Technologies Core Facility - FLS | 4f3 | 4. Sample Measurement/Analysis | F. Proteins/Nucleic Acids | 3. Sequencers | R115482 | 50000 | 0
FLS | Life Sciences | R0976 | Agilent 7890GC system and Cary 60 with Peltier thermostatted cell holder | 13-14 | 2012-08-01 06:00 |  |  | non-capital item as confirmed in Apr'14 by Alison Bate | non-capital item as confirmed in Apr'14 by Alison Bate | 1222344 | 2015-08-01 | non-capital item as confirmed in Apr'14 by Alison Bate | non-capital item as confirmed in Apr'14 by Alison Bate | non-capital item as confirmed in Apr'14 by Alison Bate | non-capital item as confirmed in Apr'14 by Alison Bate | non-capital item as confirmed in Apr'14 by Alison Bate | non-capital item as confirmed in Apr'14 by Alison Bate | non-capital item as confirmed in Apr'14 by Alison Bate | non-capital item as confirmed in Apr'14 by Alison Bate |  |  |  | R116423 | 0 | 0
FLS | Life Sciences | R0994 | USB-MEA256-System | 13-14 | 2014-04-01 |  | Multichannel Systems | Provides a platform for recording electrophysiological activity from 256 channel multi-electrode arrays. | Ground floor AV Hill Building | 1213171 | 2016-04-01 12:00 | Cyril Eleftheriou | Robert Lucas | 1 Good | 1 State of art | 1 Dedicated to particular experiment | 0 | no | 4b5 | 4. Sample Measurement/Analysis | B. Electronic | 5. Data Acquisition | R113200 | 50476 | 0
FLS | Life Sciences | R0995 | MEA2100-60x2-System-E | 13-14 | 2014-07-01 |  | Scientifica | MEA2100-60x2-System-E | AV Hill - elctrophysiology suite | 1243826 | 2017-01-31 | Hugh Piggins | Hugh Piggins | 1 Good | 2 Good | 1 Dedicated to particular experiment | 0 | no | 4G6 | 4. Sample Measurement/Analysis | G. Bio-Medical | 6. Tissues | R116820 | 41 | 6.8333
FLS | Life Sciences | R0995 | MEA2100-60x2-System-E | [6 empty] | 1243826 (Jnl#333720) | 2018-07-01 | Hugh Piggins | Hugh Piggins | 1 Good | 2 Good | 1 Dedicated to particular experiment | 0 | no | 4G6 | 4. Sample Measurement/Analysis | G. Bio-Medical | 6. Tissues | AA10689 | 25075 | 12015.1042
FLS | Life Sciences | R1013 | Evolve Delta High Speed Photometrics EMCCD camera | 14-15 | 2014-10-01 |  | Photometrics | Takes images on a microscope | Smith C.4223 | 1259121 | 2015-04-01 | Michael Smith Building | Stephen Taylor | 2 |  |  | 0 | no | 3d7 | 3. Materials Characterisation | D. Optical Microscopy | 7. Fluorescence | R111808 | 0 | 0
FLS | Life Sciences | R1021 | Zeiss Lightsheet Z1 | 14-15 | 2014-10-01 |  | Zeiss | Microscopy | B3209, Michael Smith Building | 1283408 | 2017-03-01 16:30 | Michael Smith Building | Mike White | 2 |  |  | 0.2 | Systems Microscopy Centre | 4G7 | 4. Sample Measurement/Analysis | G. Bio-Medical | 7. Optical | R115843 | 228397 | 55130.3103
FLS | Life Sciences | R1021 | Zeiss Lightsheet Z1 | [6 empty] | Jnl#326491 (1283408) | 2017-10-01 | Michael Smith Building | Mike White | 2 |  |  | 0.2 | Systems Microscopy Centre | 4G7 | 4. Sample Measurement/Analysis | G. Bio-Medical | 7. Optical | AA10689 | 181603 | 70623.3889
FLS | Life Sciences | R1025 | Nitrogen reliquefaction extension to Cryoplatform accessory (BSNL) - (link to asset E00818) | 14-15 | 2015-01-01 |  | Bruker | Reliquified nitrogen boil-off from NMR spectrometer cryostat magnets | MIB Building, LG0.30 | 1259723 | 2018-01-01 | MIB Building | Jonathan Waltho | 2 |  |  | 0 | MII NMR facility | 3a3 | 3. Materials Characterisation | A. Spectroscopy | 3. Nuclear Magnetic Resonance | AA10689 | 24735 | 11680.4167
FLS | Life Sciences | R1025 | Nitrogen reliquefaction extension to Cryoplatform accessory (BSNL) - (link to asset E00818) | [7 empty] | 2016-10-30 | MIB Building | Jonathan Waltho | 2 |  |  | 0 | MII NMR facility | 3a3 | 3. Materials Characterisation | A. Spectroscopy | 3. Nuclear Magnetic Resonance | R116199 | 24735 | 2355.7143
FLS | Life Sciences | R1043 | MALDI-MSMS/NS/PBMALDI system | 14-15 | 2015-04-01 |  |  | MALDI-MSMS/NS/PBMALDI system | LG0.36 | 1345921 | 2019-11-01 |  |  | 2 | [8 empty] | R117989 | 373245.02 | 264664.6505
FLS | Life Sciences | R1051 | Synbiochem mass spec | 14-15 | 2015-04-01 |  |  | Synbiochem mass spec | 1.051 | 1345923 | 2019-11-01 |  |  | 2 | [8 empty] | R117989 | 198416.26 | 140695.1662
FLS | Life Sciences | E01075 | Q-Sense Omega Auto | 14-15 | 2015-06-01 |  | Biolin Scientific | Automated surface science applications. Measures layer mass and viscoelastic properties. Eg, protein interactions or supported lipid bilayers | Michael Smith Building B.1063 | 1382906 | 2018-06-01 | Thomas Jowitt | Thomas Jowitt | 1 Good | 1 State of art | 2 General purpose research | 0.5 | Biomolecular Analysis Core Facility | 3K6 | 3. Materials Characterisation | K. Mechanical Properties | 6. Vibration | AA00158 | 126150 | 77091.6667
FLS | Life Sciences | E01081 | NT.115 pico | 14-15 | 2015-07-01 |  | NanoTemper | Protein interaction analysis | Michael Smith B2071 | 1397240 | 2018-07-01 | Thomas Jowitt | Thomas Jowitt | 1 Good | 1 State of art | 2 General purpose research | 0 | Biomolecular Analysis Core Facility | 4E1 | 4. Sample Measurement/Analysis | E. Optical | 1. Quantum Information | AA00158 | 89666.08 | 57286.6622
FLS | Life Sciences | E01083 | PNo 6303 - Stopford Building Anatomy Skills - Additional Freezers Project | 14-15 | 2015-07-01 |  |  | PNo 6303 - Stopford Building Anatomy Skills - Additional Freezers Project | Stopford Building (Anatomy Skills Suite) | JNl#360840(various PO) | 2018-07-01 | Jenny Schofield | Jenny Schofield | 2 | [8 empty] | DB00824 | 96495.48 | 61649.89
FLS | Life Sciences | E01086 | SP8 STED Super Resolution Microscope | 15-16 | 2015-08-11 |  | Leica Microsystems | Confocal microscope with suppression lasers that allow you to image structures far smallthe normal resolution of a light microscope and approaching that of an electron microscope. | Michael Smith Building B.1063 | 1413658/1450459/1478090 | 2018-08-01 | Dr Peter March | Dr Christoph Ballestrem | 1 Good | 1 State of art | 2 General purpose research | 0.5 | Bioimaging Core Facility https://www.intranet.ls.manchester.ac.uk/facilities/research/bioimaging/default.aspx | 4e5 | 4. Sample Measurement/Analysis | E. Optical | 5. High Resolution Imaging | AA00159 | 529781.8 | 353187.8667
FLS | Life Sciences | E01086 | SP8 STED Super Resolution Microscope- Final enabling work | 15-16 | 2015-08-11 |  | Leica Microsystems | Confocal microscope with suppression lasers that allow you to image structures far smallthe normal resolution of a light microscope and approaching that of an electron microscope. | Michael Smith Building B.1063 | 1413658/1450459/1478090 | 2018-08-01 | Dr Peter March | Dr Christoph Ballestrem | 1 Good | 1 State of art | 2 General purpose research | 0.5 | Bioimaging Core Facility https://www.intranet.ls.manchester.ac.uk/facilities/research/bioimaging/default.aspx | 4e5 | 4. Sample Measurement/Analysis | E. Optical | 5. High Resolution Imaging | DB00865 | 2314.61 | 1543.0733
FLS | Life Sciences | R1104 | Confocal Microscope | 15-16 | 2015-09-11 |  | Zeiss | Microscopy | Michael Smith B3024 | 1399177 | 2017-05-01 | Dr David Spiller | Prof Michael White | 1 Good | 1 State of art | 2 General purpose research | 0 | Systems Microscopy Centre (http://www.systemsmicroscopycentre.ls.manchester.ac.uk/) | 4e5 | 4. Sample Measurement/Analysis | E. Optical | 5. High Resolution Imaging | AA10689 | 186827 | 84072.15
FLS | Life Sciences | R1104 | Confocal Microscope | [19 empty] | R115843 | 182793 | 82256.85
FLS | Life Sciences | E01106 | Nextseq 500 bundle catalogue number SY-415-1001 plus sequencing consumables | 15-16 | 2016-03-30 |  | ILLUMINA CAMBRIDGE LTD |  |  | 1456448 | 2019-04-01 | [5 empty] | 0 | [5 empty] | AA00158 | 189000.02 | 163459.4768
FLS | Life Sciences | E01107 | QE HF system with KingFisher Flex robot | 15-16 | 2016-04-11 |  | Thermo | Mass spectrometry system to support phospho-proteomics | Michael Smith Building Room B.2071 | 1497246 | 2019-04-01 | Michael Smith Building | Dr David Knight/Dr Chiara Francavilla | 1 Good | 1 State of art | 1 Dedicated to particular experiment | 0 | www.bioms.manchester.ac.uk | 3b3 | 3. Materials Characterisation | B. Spectrometry | 3. Mass Spectrometry | AA10689 | 451240.72 | 401102.8622
FLS | Life Sciences | E01107 | QE HF system with KingFisher Flex robot | [19 empty] | R118901 | 169446.68 | 150619.2711
FLS | Life Sciences | E01108 | TSE SYSTEMS - TSE PhenoMaster System (12 cage upgrade to existing 18 cage system) | 15-16 | 2016-04-04 |  | TSE Systems, Bad Homurg, Germany. | Behavioural experiments with manipulation of voluntary wheel running, monitoring of food and water intake. | Stopford BSF, 1A corridor. | 1421662 | 2019-04-01 | Stopford BSF | Hugh Piggins/Alun Hughes | 1 Good | 1 State of art | 1 Dedicated to particular experiment | 0 | no | 4G4 | 4. Sample Measurement/Analysis | G. Bio-Medical | 4. Whole Body | AA10689 | 31865.1 | 28324.5333
FLS | Life Sciences | E01108 | TSE SYSTEMS - TSE PhenoMaster System (12 cage upgrade to existing 18 cage system) | [19 empty] | R118608 | 31865.1 | 28324.5333
FLS | Life Sciences | E01112 | OLYMPUS KEYMED - Olympus IX83 motorised microscope | 15-16 | 2016-04-18 |  | Olympus KeyMed and Bitplane AG | Acquires fluorescent image stacks that are then processed to produce free from blur 3D volumes for analysis | B1057, Michael Smith building | 1512448 & 1512447 | 2019-05-01 | Dr Peter March | Dr Christoph Ballestrem | 1 Good | 1 State of art | 2 General purpose research | 0 | Bioimaging Facility https://www.intranet.ls.manchester.ac.uk/facilities/research/bioimaging/default.aspx | 4e5 | 4. Sample Measurement/Analysis | E. Optical | 5. High Resolution Imaging | AA00158 | 71691.65 | 63941.2014
FLS | Life Sciences | E01113 | Zeiss AxioObserver miotorised microscope and Image deconvolution software | 15-16 | 2016-05-20 |  | Carl Zeiss Microscopy Ltd and Scientific Volume Imaging B.V. | Acquires fluorescent image stacks that are then processed to produce free from blur 3D volumes for analysis | B1057, Michael Smith building | 1512408 & 1512420 | 2019-05-20 | Dr Peter March | Dr Christoph Ballestrem | 1 Good | 1 State of art | 2 General purpose research | 0 | 0 | 4e5 | 4. Sample Measurement/Analysis | E. Optical | 5. High Resolution Imaging | AA00158 | 83377 | 76428.9167
FLS | Life Sciences | E01119 | Illumina HiSeq 4000 & MiniSeq System | 15-16 | 2016-07-19 |  |  |  |  | 1563985 | 2019-07-01 | [11 empty] | AA00158 | 441633.71 | 429366.1069
FLS | Life Sciences | E01119 | Illumina HiSeq 4000 & MiniSeq System | [19 empty] | R117875 | 125000 | 121527.7778
FLS | Life Sciences | E01127 | K2 Summit Counting Direct Detection Camera, for Polara transmission electron microscope | 16-17 | 2016-08-08 |  | Gatan UK | The Gatan K2 is a revolutionary counting direct detection camera for electron microscopy and is the major enabler to higher resolution reconstructions and enhanced productivity in low dose cryo-EM (single particle and tomography). | Michael Smith Building, D.1515 (In the EM core facility) | 1519428 | 2019-08-01 | Aleksander Mironov | Alan Roseman/Karl Kadler | 1 Good | 1 State of art | 1 Dedicated to particular experiment | 0 | FLS EM core facility | 3E4 | 3. Materials Characterisation | E. Electron/Ion Microscopy | 4. Whole Body | AA00158 | 400000 | 400000 | 400000
FLS | Manchester Institute of Biotechnology | E00868 | 28-9906-78 AKTApurifier 10 UPC | 12-13 | 2012-12-01 |  | GE Healthcare | AKTA purifier - to purify proteins using different types of chromatography | MIB 3.046 | 1018183 | 2016-12-01 | Shirley Tait | Nigel Scrutton | 1 Good | 1 State of art | 1 Dedicated to particular experiment |  | no | 3l5 | 3. Materials Characterisation | L. Chemical Analysis | 5. Chromatography | AA00010 | 26910.77 | 2242.5642
FLS | Manchester Institute of Biotechnology | R1036 | MicroCal Auto-iTC200 | 14-15 | 2015-02-01 |  | Microcal | A fully automated isothermal titration calorimetry instrument for the label-free measurement of binding affinity, stoichiometry and thermodynamic parameters for the characterisation of small molecule ligand-nucleic acid (RNA) molecular interactions. | 2.058 MIB (John Garside Building) Floor 1 laboratories (1.0XXX) | 1345586 | 2019-11-01 | Helen Vincent | Helen Vincent | 1 Good | 1 State of art | 1 Dedicated to particular experiment | 0 | SYNBIOCHEM | 3L6 | 3. Materials Characterisation | L. Chemical Analysis | 6. Macromolecular | R117989 | 217876.44 | 149073.3537
FLS | Manchester Institute of Biotechnology | R1039 | High throughput robotics platform | 14-15 | 2015-08-14 |  | Hamilton Robotics Ltd | Fully automated high throughput liquid handling | MIB (John Garside Building) Floor 1 laboratories (1.0XXX) | 1395317(1345542-CANX) | 2019-11-01 | Helen Toogood | Nigel Scrutton | 1 Good | 1 State of art | 1 Dedicated to particular experiment | 0 | SYNBIOCHEM | 1h1 | 1. Process Equipment – Physical | H. Sample Manipulation | 1. Robot | R117989 | 549649.56 | 420320.2518
FLS | Manchester Institute of Biotechnology | R1075 | SYNBIOCHEM FPLC AKTA pure | 14-15 | 2015-04-01 |  |  | SYNBIOCHEM FPLC AKTA pure |  | 1356381 | 2019-11-01 |  | 2 | 2 | [8 empty] | R117989 | 62851.03 | 44567.094
FLS | Manchester Institute of Biotechnology | R1085 | Robotics system for automated SELEX | 14-15 | 2015-05-01 |  | Tecan | A robotics system to generate RNA aptamers using an automated systematic evolution of ligands by exponential enrichment (SELEX) process. Each SELEX cycle consists of a ligand-binding reaction, separation/purification of ligand-bound RNA apatamers, reverse transcriptase (RT)-PCR reactions and an in vitro transcription reaction. | MIB (John Garside Building) Floor 1 laboratories (1.0XXX) | 1347668 | 2019-11-01 | Dr. Helen Vincent | Prof. Nigel Scrutton | 1 Good | 1 State of art | 1 Dedicated to particular experiment | 0 | SYNBIOCHEM |  |  |  |  | R117989 | 182669.97 | 131928.3117
FLS | Manchester Institute of Biotechnology | E01087 | Femtosecond Ti:sapphire laser system and associated non-linear optics. | 15-16 | 2015-08-08 |  | Newport Spectra-Physics | Produces laser light at 1 kHz, 90 fs pulses, 6 mJ and also generates UV to mid-IR light from OPAs | Manchester Institute of Biotechnology, room LG044 | 1360225 | 2015-10-01 | Dr Samantha Hardman | Prof. Nigel Scrutton | 1 Good | 1 State of art | 1 Dedicated to particular experiment | 0 | Yes - http://www.mib.ac.uk/research/facilities/biophysics/ | 4D7 | 4. Sample Measurement/Analysis | D. Laser | 7. Femtosecond | AA10689 | 60000 | 0
FLS | Manchester Institute of Biotechnology | E01087 | Femtosecond Ti:sapphire laser system and associated non-linear optics. | [19 empty] | R117866 | 304167.59 | 0
FLS | Manchester Institute of Biotechnology | E01088 | Agilent GCMS | 15-16 | 2015-09-11 |  | Agilent Technologies | Combination of gas chromatography and mass spectrometry for the quantitative and qualitative analysis of sample components | 3rd floor | 1402356 | 2018-09-01 | Scrutton Group | Nigel Scrutton | 1 Good | 1 State of art | 1 Dedicated to particular experiment | 0 | no | 3l5 | 3. Materials Characterisation | L. Chemical Analysis | 5. Chromatography | AA00158 | 58905.6 | 40906.6667
FLS | Manchester Institute of Biotechnology | R1102 | Ultrafast Systems -Helios IR Transient Abosorption | 15-16 | 2015-08-14 |  | Newport Spectra-Physics | Produces laser light at 1 kHz, 90 fs pulses, 6 mJ and also generates UV to mid-IR light from OPAs | Manchester Institute of Biotechnology, room LG044 | 1345919 | 2018-08-01 | Dr Samantha Hardman | Prof. Nigel Scrutton | 1 Good | 1 State of art | 1 Dedicated to particular experiment | 0 | Yes - http://www.mib.ac.uk/research/facilities/biophysics/ | 4D7 | 4. Sample Measurement/Analysis | D. Laser | 7. Femtosecond | AA10689 | 40000 | 26666.6667
FLS | Manchester Institute of Biotechnology | R1102 | Ultrafast Systems -Helios IR Transient Abosorption | [7 empty] | 2019-11-01 | Dr Samantha Hardman | Prof. Nigel Scrutton | 1 Good | 1 State of art | 1 Dedicated to particular experiment | 0 | Yes - http://www.mib.ac.uk/research/facilities/biophysics/ | 4D7 | 4. Sample Measurement/Analysis | D. Laser | 7. Femtosecond | R117989 | 139994.15 | 107054.35
FLS | Manchester Institute of Biotechnology | R1103 | AGILENT - Agilent2014/953/UHPLC-IMSMS/NS/PB | 15-16 | 2015-08-14 |  |  | AGILENT - Agilent2014/953/UHPLC-IMSMS/NS/PB | MIB | 1345920 | 2019-11-01 | Prof. Nigel Scrutton. | Prof. Nigel Scrutton. | 2 | [8 empty] | R117989 | 352957.36 | 269908.5694
FLS | MCCIR | R0914 | BD Fortessa, BD Influx, BD FACSVerse | 13-14 | 2013-10-01 |  | BD Biosystems | Establishment of a state of the art flow cytometry facility | MCCIR: CTF room 2.23f | 1160340 | 2016-10-01 18:00 | Andrew MacDonald | Andrew MacDonald | 1 Good | 1 State of art | 2 General purpose research | 1 |  | 4G5 | 4. Sample Measurement/Analysis | G. Bio-Medical | 5. Cells | R113601 | 731887.02 | 40660.39
FLS | MIB | E00397 | IBM Storage Solution | 06-07 | 2007-01-01 |  | IBM | IBM Storage Solution | MIB Building G.001 | 323387 | 2011-01-01 | Janet England | Nigel Scrutton | 1 Good | 2 Good | 3 Research and Teaching | 0.5 | Core | 6A2 | 6. Infrastructure | A. IT | 2. Storage | WA00347 | 54766.6 | 0
FLS | MIB | E00660 | IBM Storage Solution | 07-08 | 2008-03-01 |  |  | IBM Storage Solution (IT Equipment) | MIB Building G001, | 323387 | 2012-03-01 | [11 empty] | AA07740 | 53994.77 | 0
FLS | MIB | E00692 | Typhoon Trio | 08-09 | 2008-11-01 |  | GE Healthcare | Typhoon Trio | Rm 2.058 MIB | 396209 | 2012-11-01 | Janet England | Nigel Scrutton | 1 Good | 2 Good | 3 Research and Teaching | 0.5 | Core | 3A7 | 3. Materials Characterisation | A. Spectroscopy | 7. Fluorescence | AA02271 | 60794.99 | 0
FLS | MIB | E00730 | IX71 with cell^M 'Lite' System | 08-09 | 2009-08-01 |  | Olympus | IX71 with cell^M 'Lite' System With Ex-Demo Items, Two Cameras. | MIB Building 1.054 | 521939 | 2013-08-01 | Steve Marsden | Ardeshir Bayat | 1 Good | 2 Good | 3 Research and Teaching | 0.2 | Microscopy | 3d7 | 3. Materials Characterisation | D. Optical Microscopy | 7. Fluorescence | AA06935 | 45997.9 | 0
FLS | MIB | E00771 | HPLC Systems | 09-10 | 2010-07-01 |  |  | HPLC Systems |  | 673405 | 2014-07-01 | [11 empty] | FA00715 | 38149.91 | 0
FLS | MIB | R0415 | TgK Scientific cryogenic stopped flow | 06-07 | 2006-10-01 06:00 |  | TgK Scientific | Cryogenic stopped flow as proposed from tender documents | MIB Building – Rm 3.056 |  | 2009-10-01 | Andrew Munro | Andrew Munro | 1 Good | 1 State of art | 2 General purpose research | 0.8 | Biophysicshttp://www.mib.ac.uk/research/facilities/biophysics/ | 1H2 | 1. Process Equipment – Physical | H. Sample Manipulation | 2. Stopped Flow | R100256 | 73110 | 0
FLS | MIB | R0427 | X-ray machine | 06-07 | 2006-07-01 06:00 |  |  | Order EBX104588 X-ray machine | MIB Building |  | 2009-07-01 | Janet England | David Leys | 1 Good | 1 State of art | 1 Dedicated to particular experiment | 0 | Crystallographyhttp://www.mib.ac.uk/research/facilities/proteinstructure/ | 3h1 | 3. Materials Characterisation | H. Diffraction | 1. X-ray | R012524 | 251820.01 | 0
FLS | MIB | R0432 | Automated Protein Purification System | 06-07 | 2007-04-01 06:00 |  |  | Automated Protein Purification System | MIB Building 3rd floor |  | 2010-04-01 | Andrew Munro | Andrew Munro | 1 Good | 1 State of art | 2 General purpose research | 0.2 | Protein Expressionhttp://www.mib.ac.uk/research/facilities/proteinexpression/ | 1h1 | 1. Process Equipment – Physical | H. Sample Manipulation | 1. Robot | R101579 | 131046 | 0
FLS | MIB | R0638 | nanoACQUITY UPLC system | 09-10 | 2009-12-01 |  | Waters | nanoACQUITY UPLC system | MIB Building LG0.46 | 609446 | 2012-12-01 18:00 | Paul Sims | Paul Sims | 1 Good | 1 State of art | 1 Dedicated to particular experiment | 0 | Mass Spechttp://www.mib.ac.uk/research/facilities/massspectometry/ | 3l5 | 3. Materials Characterisation | L. Chemical Analysis | 5. Chromatography | R107717 | 21035.24 | 0
FLS | MIB | R0638 | nanoACQUITY UPLC system | [19 empty] | R108332 | 4934.19 | 0
FLS | MIB | R0711 | Applied Photophysics Nd:Yag-pumped tunable dye laser system | 10-11 | 2010-10-01 |  | Applied Photophysics | Nd:Yag-pumped tunable dye laser system | LG.045 MIB (Electron Microscopy suite) | 739380 | 2013-10-01 18:00 | Derren Heyes | Nigel Scrutton | 1 Good | 1 State of art | 2 General purpose research | 0.2 | Biophysicshttp://www.mib.ac.uk/research/facilities/biophysics/ | 4D5 | 4. Sample Measurement/Analysis | D. Laser | 5. Nanosecond | R112173 | 58700 | 0
FLS | MIB | R1114 | Multifors Bioreactors | 15-16 | 2015-10-14 |  | INFORS UK | Custom built Multifors parallel bioreactor required for SynBioChem | MIB (John Garside Building)1.0 | 1410073 | 2018-10-01 | Neil Dixon | Rosalind Le feuvre | 1 Good | Parallel 6 x 1lt fermentation (MULTIFORS 2, 6 Vessels 230V Bacterial 1L WV) | Bacterial fermentation platform |  | SYNBIOCHEM Synthetic Biology Research Centre, MIB |  |  |  |  | AA10689 | 60000 | 43333.3333
FLS | MIB | R1114 | Multifors Bioreactors | [7 empty] | 2019-11-01 | Neil Dixon | Rosalind Le feuvre | 1 Good | Parallel 6 x 1lt fermentation (MULTIFORS 2, 6 Vessels 230V Bacterial 1L WV) | Bacterial fermentation platform |  | SYNBIOCHEM Synthetic Biology Research Centre, MIB |  |  |  |  | R117989 | 53700 | 42740.8163
FLS | MIB (John Garside Building) Floor 1 laboratories | R1109 | UHPLC-MSMS Q-Exactive | 15-16 | 2015-09-11 |  | Thermo Fisher Scientific | UHPLC-MSMS Q-Exactive | MIB (John Garside Building) Floor 1 laboratories (1.0XXX) | 1380187 | 2019-11-01 | Cunyu Yan | Prof. Nigel Scrutton | 1 Good | 1 State of art | 1 Dedicated to particular experiment | 0 | SYNBIOCHEM | 3b3 | 3. Materials Characterisation | B. Spectrometry | 3. Mass Spectrometry | R117989 | 422279.52 | 329378.0256
FLS | MIB | R1113 | Helios-IR Transient Absorption Spectrometer | 15-16 | 2015-10-16 |  | Ultrafast Systems | Measures time resolved (fs-ns) infra-red transient absorption spectra. | Manchester Institute of Biotechnology, room LG044 | 1348181/1432115 | 2015-10-31 | Dr Samantha Hardman | Prof. Nigel Scrutton | 1 Good | 1 State of art | 1 Dedicated to particular experiment | 0 | Yes - http://www.mib.ac.uk/research/facilities/biophysics/ | 3A2 | 3. Materials Characterisation | A. Spectroscopy | 2. Infra-Red | R117866 | 144825.57 | 0
FLS | MIB (John Garside Building) | R1115 | Picodroplet signle cell encapsulation, assay and isolation system. | 15-16 | 2015-10-16 |  | Sphere Fluidics | A semi-automated platform for the generation, fusion, assaying and sorting of picdroplets containing cells or biomolecules | MIB (John Garside Building)1.0 | 1378874 | 2019-11-01 | Dr Rosalind Le Feuvre | Prof. Nigel Scrutton | 1 Good | A semi-automated platform for the generation, fusion, assaying and sorting of picdroplets containing cells or biomolecules | 1 Dedicated to particular experiment | 0 | SYNBIOCHEM | 4G5 | 4. Sample Measurement/Analysis | G. Bio-Medical | 5. Cells | R117989 | 270312 | 215146.2857
Humanities | Environment and Development | E00755 | Mastersizer 2000 | 09-10 | 2009-10-01 |  | Malvern | Laser Granulometer | Arthur Lewis Building, Room G24. | 564384 | 2013-10-01 | John Moore | Martin Evans | 1 Good | 2 Good | 3 Research and Teaching | 0.2 | [5 empty] | AC00044 | 35765 | 0
Humanities | School of Arts, Languages and Cultures | E00048 | Steinway Model D Piano | 03-04 | 2005-08-01 |  | Steinway | Model D grand piano (serial 563804) | Martin Harris Centre Cosmo Rodewald Concert Hall |  | 2009-08-01 | SAHC - MHC | SAHC - MHC | 1 Good | 2 Good | 3 Research and Teaching | 0 | [5 empty] | LV000 | 73030 | 0
Humanities | School of Arts, Languages and Cultures | E00534 | Steinway Model B Piano | 04-05 | 2005-08-01 |  | Steinway | Steinway Model "B" Grand Piano (serial 419002) | Martin Harris Centre F40 |  | 2009-08-01 | SAHC - MHC | SAHC - MHC | 2 Adequate | 3 Adequate | 3 Research and Teaching | 0 | [5 empty] | LV000 | 45750 | 0
Humanities | School of Arts, Languages and Cultures | E00546 | Steinway Model B Piano - (serial 569990) | 04-05 | 2005-08-01 |  | Steinway | Steinway Model "B" Grand Piano (serial 569990) | Martin Harris Centre F41 |  | 2009-08-01 | SAHC - MHC | SAHC - MHC | 1 Good | 2 Good | 3 Research and Teaching | 0 | [5 empty] | JA799 | 5000 | 0
Humanities | School of Arts, Languages and Cultures | E00546 | Steinway Model B Piano - (serial 566988) | 04-05 | 2005-08-01 |  | Steinway | Steinway Model "B" Grand Piano (serial 566988) | Martin Harris Centre F37 |  | 2009-08-01 | SAHC - MHC | SAHC - MHC | 1 Good | 2 Good | 3 Research and Teaching | 0 | [5 empty] | LV001 | 30590 | 0
Humanities | School of Arts, Languages and Cultures | E00546 | Bechstein- Model B Piano - (serial (72547) | 04-05 | 2005-08-01 |  | Steinway | Bechstein Model "B" Grand Piano (72547) | Martin Harris Centre SL26 BT |  | 2009-08-01 | SAHC - MHC | SAHC - MHC | 1 Good | 2 Good | 3 Research and Teaching | 0 | [5 empty] | EA010 | 1139.99 | 0
Humanities | School of Arts, Languages and Cultures | E00546 | Bechstein- Model B Piano - (serial (72547) | [19 empty] | EA037 | 5500 | 0
Humanities | School of Arts, Languages and Cultures | E00838 | Steinway Model D Piano | 11-12 | 2012-03-01 |  | Stienway | Model D Grand Piano (serial 590306) | Martin Harris Centre Cosmo Rodewald Concert Hall |  | 2016-03-01 | SAHC - MHC | SAHC - MHC | 1 Good | 1 State of art | 3 Research and Teaching | 0.1 | [5 empty] | AA02758 | 100999.99 | 0
Humanities | School of Arts, Languages and Cultures | E00905 | Fox 900 Contrabasoon | 12-13 | 2013-03-01 |  | Fox Model 900 | Fox 900 Contrabasoon (Performances, rehearsals, teaching and research output) | Matin Harris Centre | 1064978 | 2017-03-01 | Mark Wolstencroft |  | 1 Good | 1 State of art | 3 Research and Teaching | 0.2 | [5 empty] | AA02758 | 25400 | 3704.1667
Humanities | SEED (School of Environment, Education and Development) | E01020 | ICP-MS - SEED LAB REFURB in Arthur Lewis Building (enabling work cost) | 14-15 | 2015-05-20 |  | Perkin Elmer | Inductively coupled plasma mass spectrometer | Arthur Lewis Lab | 1274257 | 2018-05-01 | John Moore | Martin Evans | 1 Good | Analysis of elements across a wide concentration range | Research & teaching | Dependent on in-house demand | Geography Laboratories | 3b3 | 3. Materials Characterisation | B. Spectrometry | 3. Mass Spectrometry | AC00044 | 260882.74 | 152181.5983
Humanities | SEED (School of Environment, Education and Development) | E01020 | ICP-MS - SEED LAB REFURB in Arthur Lewis Building (enabling work cost) | [6 empty] | Jnl#328552/329413 (PO1274257)/PO1278424/1344674 | 2015-07-01 | John Moore | Martin Evans | 1 Good | Analysis of elements across a wide concentration range | Research & teaching | Dependent on in-house demand | Geography Laboratories | 3b3 | 3. Materials Characterisation | B. Spectrometry | 3. Mass Spectrometry | AA13102 | 1436.8 | 0
Humanities | SEED (School of Environment, Education and Development) | E01082 | Rigaku NEX-CG EDXRF Analyzer with Polarization | 14-15 | 2015-07-01 |  | Rigaku | Rigaku NEX-CG EDXRF Analyzer with Polarization | Arthur Lewis Lab | 1419522 | 2018-07-01 | John Moore | Martin Evans | 1 Good | SOTA | General Purpose Research | Occasional | Geography Laboratories | 3b2 | 3. Materials Characterisation | B. Spectrometry | 2. X-ray | AC00044 | 63600 | 40633.3333
Humanities | School of Environment, Education & Development | E01101 | ITRAX | 15-16 | 2015-10-02 |  |  | Core Scanner instrument | Geog Lab, Arthur Lewis Bldg | 1442173 | 2018-10-01 | John Moore | Jamie Woodward | 1 Good | 1 State of art | 3. Research & Teaching | 0 | no | 3b3 | Materials Characterisation | Spectrometry | Mass Spectrometry | AC00044 | 332400 | 240066.6667
Humanities | School of Arts Languages and Cultures | E01111 | Samuel Alexander Translation Booths | 15-16 | 2016-01-01 |  |  |  |  | 1413041, 1413049, 1413053, 1413062, 1447084 | 2019-01-01 | [5 empty] | 0 | [5 empty] | AA14081 | 440103.32 | 354527.6744
Humanities | School of Arts Languages and Cultures | E01123 | Lighting Rigs (Martin Harris Centre) | 15-16 | 2016-07-29 |  | Electronic Theatre Controls (ETC) | Full theatre lighting systems in two performance spaces (Cosmo Rodewald Concert Hall and John Thaw Studio Theatre) | Martin Harris Centre - rooms F10, F16, F25, Cosmo Rodewald Concert Hall and John Thaw Studio Theatre | 1569079 | 2019-07-01 | Karl Spencer | Stephen Bottoms/Camden Reeves | 1 Good | 1 State of art | 3. Research and Training | n/a | http://www.martinharriscentre.manchester.ac.uk/ | 6J2 | 6. Infrastructure | J. Live Performance | 2. Lighting | AA14758 | 364021.39 | 353909.6847
Humanities | School of Arts Languages and Cultures | E01124 | Electroacoustic Cabling Infrastructure (Martin Harris Centre) | 16-17 | 2016-08-15 |  | Multiple | Sound diffusion/manipulation | Electroacoustic Building | 1569098 | 2019-08-01 | Karl Spencer | David Berezan | 1 Good | 1 State of art | 3. Research and Training | n/a | http://www.martinharriscentre.manchester.ac.uk/ | 6H3 | 6. Infrastructure | H. Audio Visual | 3. Presentation | AA14757 | 231603.53 | 231603.53 | 231603.53
Library and Cultural Institutions | Jodrell Bank Discovery Centre | E00924 | Orrery | 12-13 | 2013-04-01 |  | Science Projects | A MECHNANICAL EXHIBIT SHOWING HOW THE PLANETS ORBIT THE SUN | JODRELL BANK DISCOVERY CENTRE PLANET PAVILION EXHIBITION AREA | 1033258 | 2023-04-01 12:00 | Teresa Anderson | JODRELL BANK DISCOVERY CENTRE | 1 Good | 1 State of art | 1 Dedicated to particular experiment | 1 | [5 empty] | FA01558 | 71400 | 47600
Library and Cultural Institutions | JRUL | E00157 | Code CO Mark 7 Easy Check x 8 | 00-01 | 2005-08-01 |  |  | Used by Public to check for books etc. | Ground Floor John Rylands Library |  | 2009-08-01 | KATY WOOLFENDEN |  | 1 Good | 2 Good | 3 Research and Teaching | 0 | [5 empty] | ED095 | 43151.88 | 0
Library and Cultural Institutions | JRUL | E00459 | II2S CopiBook | 05-06 | 2005-07-01 |  |  | Scanning documents and bound materials | Red Area Basement. Main Library |  | 2009-07-01 | Rachel Beckett |  | 2 Adequate | 3 Adequate | 3 Research and Teaching | 0 | [5 empty] | LC10053 | 72427.24 | 0
Library and Cultural Institutions | JRUL | E00537 | Luna Imaging software | 04-05 | 2005-08-01 |  | Luna | Building, managing and distributing on-line image collections | Deansgate Library - Imaging Team |  | 2009-08-01 | Rachel Beckett |  | 1 Good | 2 Good | 3 Research and Teaching | 0 | [5 empty] | JA226 | 27734.94 | 0
Library and Cultural Institutions | JRUL | E00675 | Prazimark Type PMK 203 | 07-08 | 2008-11-01 |  | Prazimark | Thesis Binding | Joule Library Floor d | 397946 | 2012-11-01 | Sandra Bracegirdle and Caroline Checkley-Scott |  | 1 Good | 2 Good | 3 Research and Teaching | 0 | [5 empty] | MH00386 | 37129.17 | 0
Library and Cultural Institutions | JRUL | E00676 | Kasemake - KM526A Sample Table | 07-08 | 2008-11-01 |  | Kasemake | Box Making Machine | Joule Library Floor d | 397924 | 2012-11-01 | Sandra Bracegirdle and Caroline Checkley-Scott |  | 1 Good | 2 Good | 3 Research and Teaching | 0 | [5 empty] | MH00386 | 55236.75 | 0
Library and Cultural Institutions | JRUL | E00765 | PV-Supa Book Sorter | 09-10 | 2010-03-01 |  | PV | To sort/register returned books to Library | JRUL | 604051 | 2014-03-01 | KATY WOOLFENDEN |  | 1 Good | 2 Good | 3 Research and Teaching | 0 | [5 empty] | KB00142 | 108744 | 0
Library and Cultural Institutions | JRUL | E00776 | Depulvera Automatic Book Cleaning Machine with Sibilia Vacuum | 09-10 | 2010-07-01 |  | Depulvera | Book Cleaner | Main Library Blue Basement | 685211 | 2014-07-01 | Sandra Bracegirdle and Caroline Checkley-Scott |  | 2 Adequate | 3 Adequate | 3 Research and Teaching | 0.5 | [5 empty] | KB00306 | 30403.13 | 0
Library and Cultural Institutions | JRUL | E00807 | CCM 78 Premier Power Guillotine | 10-11 | 2011-07-01 |  | CCM | Thesis binding equipment - Cut paper/card | Joule Library Floor D, Sackville Street | 839240 | 2014-07-01 | Tim Higson and Mark Furness | Caroline Checkley-Scott | 1 Good | 3 Adequate |  | 0 | The Bindery with is part of Collection Care | 6C9 | 6. Infrastructure | C. Workshop | 9. Other Cutting | KB00138 | 32100 | 0
Library and Cultural Institutions | JRUL | E00822 | Libretto book sorting machine | 10-11 | 2011-07-01 |  | LIBRETTO | Libretto book sorting machine - SORTS RETURNED BOOKS AUTOMATICALLY | MAIN LIBRARY, GROUND FLOOR ENTRANCE | 855264 | 2015-07-01 | Andy Land | KATY WOOLFENDEN | 1 Good | 1 State of art |  | 0 | n/a | 6B1 | 6. Infrastructure | B. Mechanical | 1. Hydraulic | KB00163 | 75118.8 | 0
Library and Cultural Institutions | JRUL | E00885 | ALMA - Library Management System - Implementation | 12-13 | 2013-07-01 |  | Ex Libris | Library Management System | The Library - DTS | 1072644/1140891 | 2021-07-01 | Andy Land | Lorraine Beard | 1 Good | 1 State of art | 1 Dedicated to particular experiment | 0 | no | 6A8 | 6. Infrastructure | A. IT | 8. Distributed System | KB00163 | 136800 | 84075
Library and Cultural Institutions | Manchester Museum | E00002 | Tyrannosaurus Rex STAN | 03-04 | 2005-08-01 |  |  | Tyrannosaurus Rex STAN mounted skeleton - Fossil Replica | Manchester Museum |  | 2009-08-01 | Henry McGee |  | 1 Good | 2 Good | 3 Research and Teaching | 0 | [5 empty] | KA000 | 30050.9 | 0
Library and Cultural Institutions | Manchester Museum | E00002 | Tyrannosaurus Rex STAN | 04-05 | 2005-08-01 |  |  | Tyrannosaurus Rex STAN mounted skeleton - Fossil Replica | Manchester Museum |  | 2009-08-01 | Henry McGee |  | 1 Good | 2 Good | 3 Research and Teaching | 0 | [5 empty] | KA083 | 44698.45 | 0
Library and Cultural Institutions | Whitworth Art Gallery | E00762 | AV Equipment | 09-10 | 2010-07-01 |  |  | AV Equipment | Whitworth Art Gallery | 625141 | 2014-07-01 | David Morris |  | 1 Good | 2 Good |  | 0 | [5 empty] | KA00170 | 156540.3 | 0
Library and Cultural Institutions | Whitworth Art Gallery | E00799 | Mercedes Art Gallery Van DG11BYW | 10-11 | 2011-03-01 |  |  | High security van to tranfer art work | Whitworth Art Gallery car park | 720156 | 2015-03-01 | Ray Warburton |  | 1 Good | 1 State of art |  | 0 | [5 empty] | KA00032 | 46524 | 0
MHS | Biomedicine | E00061 | Advance Imaging | 02-03 | 2005-08-01 |  |  | Advance Imaging -Siemans | BSF ROOM 4.436 Stopford Building |  | 2009-08-01 | Sukphal Prehar | Ludwig Neyses | 2 Adequate | 3 Adequate | 3 Research and Teaching | 0.2 |  | 3d7 | 3. Materials Characterisation | D. Optical Microscopy | 7. Fluorescence | HA468 | 79993.4 | 0
MHS | Biomedicine | E00500 | Confocal Microscope | 04-05 | 2005-08-01 |  | Zeiss | Confocal Microscope "Pascal VarioTwo RGB" | Room 3.06J CTF |  | 2009-08-01 | David Eisner | David Eisner | 1 Good | 2 Good | 1 Dedicated to particular experiment | 0 |  | 3d1 | 3. Materials Characterisation | D. Optical Microscopy | 1. Confocal | EA010 | 72217.92 | 0
MHS | Biomedicine | E00503 | Detection System | 04-05 | 2005-08-01 |  |  | Real Time Std 96 Well Sequence Detection System | Room 3.06i, CTF |  | 2009-08-01 | Mark Boyett | Mark Boyett | 1 Good | 2 Good | 3 Research and Teaching | 0 |  | 4f2 | 4. Sample Measurement/Analysis | F. Proteins/Nucleic Acids | 2. PCR | EA010 | 66977.5 | 0
MHS | Biomedicine | E00504 | Microscope | 04-05 | 2005-08-01 |  | Zeiss | Confocal Microscope "Pascal VarioTwo RGB" | Room 3.06J CTF |  | 2009-08-01 | [11 empty] | EA010 | 36108.96 | 0
MHS | Biomedicine | E00655 | Microdissection Microscope | 07-08 | 2007-11-01 |  | Leica | Leica Multi-user Microdissection Microscope | Core Technology Facility Room 3.06g, 3rd Floor, | 219651 | 2011-11-01 | Halina Dobrzynski | Halina Dobrzynski | 1 Good | 1 State of art | 3 Research and Teaching | 0.5 |  | 3d5 | 3. Materials Characterisation | D. Optical Microscopy | 5. Microdissection | AA07363 | 86626.4 | 0
MHS | Biomedicine | E00674 | Eppendorf epmotion 5075 | 07-08 | 2008-07-01 |  | Eppendorf | Liquid Handling Workstation | Stopford Building Room 1.623, 1st Floor | 393078 | 2012-07-01 | Paul Fulwood | Chantal Hillerby | 1 Good | 2 Good | 1 Dedicated to particular experiment | 0 | DNA Sequencing | 1h1 | 1. Process Equipment – Physical | H. Sample Manipulation | 1. Robot | AA03261 | 32732.1 | 0
MHS | Biomedicine | E00785 | Cellometer Vision Trio 5x Optics | 09-10 | 2010-10-01 |  |  | Transferred to MRI with synovial fluid service | School request write off | 711498 | 2014-10-01 | Tony Freemont | [10 empty] | AA04145 | 29475 | 0
MHS | Biomedicine | E00797 | GS Junior System | 10-11 | 2011-03-01 |  | Roche | GS Junior System |  | 791268 | 2015-03-01 | Paul Fulwood | Chantal Hillerby | 1 Good | 1 State of art | 1 Dedicated to particular experiment | 0 | DNA Sequencing | 4f3 | 4. Sample Measurement/Analysis | F. Proteins/Nucleic Acids | 3. Sequencers | AA03261 | 90000 | 0
MHS | Biomedicine | E00853 | HiSeq 2000 with 2500 upgrade and cBot | 11-12 | 2012-07-01 |  | Illumina | Next generation sequencer. It is used to sequence DNA, specifically in our case exomes and gene panels. | St Marys Hospital - Room L.6.CV.004 | 953312 | 2013-12-31 | James O'Sullivan | James O'Sullivan | 1 Good | 1 State of art | 2 General purpose research | 0 | DNA Sequencinghttp://www.manchester.ac.uk/research/directory/facilities/atoz/index.htm?id=45336 | 4f3 | 4. Sample Measurement/Analysis | F. Proteins/Nucleic Acids | 3. Sequencers | AA01407 | 164000 | 0
MHS | Biomedicine | E00853 | HiSeq 2000 with 2500 upgrade and cBot | [19 empty] | AA08257 | 200000 | 0
MHS | Biomedicine | E00853 | HiSeq 2000 with 2500 upgrade and cBot | [19 empty] | R114868 | 174608.7 | 0
MHS | Biomedicine | R0001a | HC10 Zwick-Roell loading frame | 01-02 | 2006-08-01 06:00 |  | Zwick/Roell | HC10 Zwick-Roell loading frame | Room 1.537, Stopford |  | 2009-08-01 | Andrew Fotheringham | Judith Hoyland | 1 Good |  | 1 Dedicated to particular experiment | 0.4 |  | 3k3 | 3. Materials Characterisation | K. Mechanical Properties | 3. Load | LE00115 | 14000 | 0
MHS | Biomedicine | R0001b | Flexercell tension plus system | 01-02 | 2006-08-01 06:00 |  | Flexercell | Flexercell tension plus system | Room 1.427B Stopford Building |  | 2009-08-01 | Andrew Fotheringham | Judith Hoyland | 1 Good |  | 1 Dedicated to particular experiment | 0.4 |  | 3k3 | 3. Materials Characterisation | K. Mechanical Properties | 3. Load | LE00115 | 17500 | 0
MHS | Biomedicine | R0098 | Confocal Microscope | 02-03 | 2006-08-01 06:00 |  | 2 | Confocal Microscope | Room 3.06J CTF duplicate entry |  | 2009-08-01 | David Eisner | David Eisner | 1 Good | 2 Good | 1 Dedicated to particular experiment | 0 |  | 3d1 | 3. Materials Characterisation | D. Optical Microscopy | 1. Confocal | LE00115 | 195000 | 0
MHS | Biomedicine | R0121 | Fluorchem 8900 upgrade | 02-03 | 2006-08-01 06:00 |  | Western Blot Imaging Systems | Fluorchem 8900 upgrade | Room 3.21, CTF |  | 2009-08-01 | Mark Boyett | Mark Boyett | 1 Good | 2 Good | 3 Research and Teaching | 0.5 |  | 3d1 | 3. Materials Characterisation | D. Optical Microscopy | 1. Confocal | LE00115 | 25100 | 0
MHS | Biomedicine | R0130 | Flexercell compression system | 02-03 | 2006-08-01 06:00 |  | Flexercell | Flexercell compression system | Stopford Building 1.427b |  | 2009-08-01 | Andrew Fotheringham | Judith Hoyland | 1 Good |  | 1 Dedicated to particular experiment | 0.4 |  | 3k3 | 3. Materials Characterisation | K. Mechanical Properties | 3. Load | LE00115 | 28954.78 | 0
MHS | Biomedicine | R0135 | Analyser | 02-03 | 2006-08-01 06:00 |  |  | Rapidlab 865 analyser | BSU, Stopford Building |  | 2009-08-01 | St Mary's | [10 empty] | LE00115 | 27000 | 0
MHS | Biomedicine | R0443 | Multiple excitation | 06-07 | 2007-04-01 06:00 |  |  | Multiple excitation, dual emission fluorescence system with edge tracking and sarcomere. | Room 3.06E CTF |  | 2010-04-01 | David Eisner | David Eisner | 1 Good | 2 Good | 1 Dedicated to particular experiment | 0 |  | 3d7 | 3. Materials Characterisation | D. Optical Microscopy | 7. Fluorescence | R010130 | 27668 | 0
MHS | Biomedicine | R0470 | Affymetrix SNP analyser | 07-08 | 2008-01-01 |  | Affymetrix | Affymetrix SNP analyser - Full system including a scanner with autoloader GCS3000 7G SYSTEM | St Marys Hospital Genetic Medicine - Room L.6.CV.004 | 299921 | 2011-01-01 18:00 | Jill Urquhart | Graeme Black | 1 Good | 2 Good | 2 General purpose research | 0.5 |  | 4f1 | 4. Sample Measurement/Analysis | F. Proteins/Nucleic Acids | 1. Arrays | R104641 | 95000 | 0
MHS | Biomedicine | R0492 | Microscope | 07-08 | 2008-06-01 |  | Zeiss | Carl ZeissAxio Observer Z1 Light Microscope | L.5.CT.472, 5th floor, St Mary's |  | 2011-06-01 18:00 | John Aplin | John Aplin | 2 Adequate | 2 Good | 2 General purpose research | 0 |  | 3d7 | 3. Materials Characterisation | D. Optical Microscopy | 7. Fluorescence | R101065 | 65332.78 | 0
MHS | Biomedicine | R0564 | Confocal Microscope | 08-09 | 2009-02-01 |  | Heidelberg | HRT3 Corneal Confocal Microscope | Clinical and Laboratory Sciences | 385118 | 2012-02-01 18:00 | Rayaz Malik | Rayz Malik | 1 Good | 2 Good | 1 Dedicated to particular experiment | 0 |  | 3d1 | 3. Materials Characterisation | D. Optical Microscopy | 1. Confocal | R105991 | 26852 | 0
MHS | Biomedicine | R0598 | Vevo770 Imaging System | 08-09 | 2009-08-01 |  |  | Vevo770 Imaging System | RM 4.436 Haemodynamics Unit BSU | 546824 | 2012-08-01 18:00 | Sukphal Prehar | Ludwig Neyes | 1 Good | 1 State of art | 3 Research and Teaching | 0.4 |  | 3d7 | 3. Materials Characterisation | D. Optical Microscopy | 7. Fluorescence | R109474 | 95689.66 | 0
MHS | Biomedicine | R0676 | multiplane imaging and pmt system | 09-10 | 2010-07-01 |  | Leica | Multiphoton confocal Microscope | Room 3.06J CTF | 618622 | 2013-07-01 18:00 | David Eisner | David Eisner | 1 Good | 2 Good | 1 Dedicated to particular experiment | 0.1 |  | 3d1 | 3. Materials Characterisation | D. Optical Microscopy | 1. Confocal | R111417 | 38844 | 0
MHS | Biomedicine | R0744 | Axio Imager.M2 | 10-11 | 2011-03-01 |  | Zeiss | Axio Imager.M2 | Stopford Building Tissue Injury and Repair Group RM1.534 | 764641 | 2014-03-01 18:00 | Maria Jeziorska | Maria Jeziorska | 1 Good | 2 Good | 1 Dedicated to particular experiment | 0 |  | 3d7 | 3. Materials Characterisation | D. Optical Microscopy | 7. Fluorescence | R105991 | 10000 | 0
MHS | Biomedicine | R0744 | Axio Imager.M2 | [19 empty] | R111584 | 19825.01 | 0
MHS | Biomedicine | R0751 | Optima L-100K Preparative Ultracentrifuge | 10-11 | 2011-03-01 |  |  | Optima L-100K Preparative Ultracentrifuge |  | 780183 | 2014-03-01 18:00 | [11 empty] | R111675 | 55896.5 | 0
MHS | Biomedicine | R0764 | BV Pulsera 9" | 10-11 | 2011-07-01 |  | Phillips | BV Pulsera with Advanced Cardiac and Vascular imaging |  | 777857 | 2014-07-01 18:00 | Andrew Trafford | Andrew Trafford | 1 Good | 2 Good | 1 Dedicated to particular experiment | 0 |  | 3c5 | 3. Materials Characterisation | C. Imaging | 5. In Vivo Fluorescence | R112473 | 60000 | 0
MHS | Biomedicine | R0778 | Cairn Epifluorescence System | 10-11 | 2011-07-01 |  | Cairn/Nikon | Cairn Epifluorescence System |  | 800672 | 2014-07-01 18:00 | Sue Greenwood | Melissa Westwood | 1 Good | 2 Good | 4 Not used in past year | 0 |  | 2e1 | 2. Process Equipment – Biological | E. Characterisation | 1. Fluorescent Readers | R112973 | 43835 | 0
MHS | Biomedicine | R0892 | Excitation light source | 12-13 | 2013-01-01 |  |  | Excitation light source |  | 1058535 | 2014-03-01 03:00 | [11 empty] | R112473 | 10674.09 | 0
MHS | Biomedicine | R0892 | Excitation light source | [7 empty] | 2015-04-01 19:30 | [11 empty] | R115564 | 27714.82 | 0
MHS | Biomedicine | R0892 | Excitation light source | [6 empty] | Jnl#335887(1058535) | 2017-01-01 | [11 empty] | AA11280 | 6171.82 | 642.8979
MHS | Biomedicine | R1011 | 7700e ICPMS system with upgrade to 7700x operation via software | 13-14 | 2014-06-01 |  |  | 7700e ICPMS system with upgrade to 7700x operation via software |  | V#2187213 (Canx PO916619) | 2014-10-01 18:00 |  |  | 2 | [8 empty] | R111675 | 59042.97 | 0
MHS | Biomedicine | R1011 | 7700e ICPMS system with upgrade to 7700x operation via software | [6 empty] | V#2266864 (Canx PO916619) | 2015-09-01 13:30 |  |  | 2 | [8 empty] | R116957 | 2900 | 0
MHS | Biomedicine | E01069 | NanoTemper Monolith NT.115 | 14-15 | 2015-05-01 |  | NanoTemper | Multi-user equipment; analysis of molecules in biological systems | CTF 3.21 | 1383995 | 2018-05-01 | Dr Ashraf Kitmitto (x64186) | Dr Ashraf Kitmitto (x64186) | 1 Good | 1 State of art | 2 General purpose research | 0.1 | no | 4g1 | 4. Sample Measurement/Analysis | G. Bio-Medical | 1. Cardiovascular | AA07541 | 80196.28 | 46781.1633
MHS | Biomedicine | E01084 | P/ACE MDQ Plus Capillary Electrophoresis System | 14-15 | 2015-07-01 |  | Beckman Coulter | P/ACE MDQ Plus Capillary Electrophoresis System | Stopford, 2.224 | 1420107 | 2015-07-01 | R Donno | N Tirelli | 1 Good | 1. State of the art | 1. Dedicated to a particular experiment | 0.5 | Northwest Centre of Advanced Drug Delivery | 3L7 / 4F4 | 3: Materials characterisation OR 4. Sample measurement /analysis | L. Chemical Analysis OR F. Proteins/Nucleic Acids | 7. electrophoresis OR 4. electrophoresis | R115131 | 28361 | 0
MHS | Cancer & Enabling Sciences | D0022 | CIS Bruker MRI Console | 08-09 | 2009-07-01 |  | Bruker | Pre clinical imaging system for research projects involving animals. Projects in disease with neurological and cancer applications. | Stopford Building |  | 2017-07-01 | Steve Williams | Steve Williams | 1 Good | 1 State of art | 2 General purpose research | 0.1 |  | 3c1 | 3. Materials Characterisation | C. Imaging | 1. Magnetic Resonance | WA00405 | 330000 | 37812.5
MHS | Cancer & Enabling Sciences | E00026 | Spectrometer | 03-04 | 2005-08-01 |  | AB Sciex | Tandem Mass Spectrometer 50% | RG40, Paterson |  | 2009-08-01 | Liqun Zhang | Tony Whetton | 2 Adequate | 3 Adequate | 1 Dedicated to particular experiment | 0.2 | WMIC/Paterson | 3b3 | 3. Materials Characterisation | B. Spectrometry | 3. Mass Spectrometry | EA010 | 100000 | 0
MHS | Cancer & Enabling Sciences | E00051 | Clean Room | 02-03 | 2005-08-01 |  | Intaflow/Von Galen | Clean Room | WMIC LG16 |  | 2009-08-01 | Adam McMahon | Adam McMahon | 1 Good | 2 Good | 1 Dedicated to particular experiment | 0 | WMIChttp://www.mhs.manchester.ac.uk/imagingfacilities/ | 6d3 | 6. Infrastructure | D. Laboratory | 3. Controlled Environment | HC149 | 399000 | 0
MHS | Cancer & Enabling Sciences | E00051 | Clean Room | [10 empty] | 2 Adequate | 2 Good | 1 Dedicated to particular experiment | 0 | WMIC | 6d3 | 6. Infrastructure | D. Laboratory | 3. Controlled Environment | HC149 | 64766.4 | 0
MHS | Cancer & Enabling Sciences | E00053 | Shielding and Filters | 02-03 | 2005-08-01 |  | Intaflow/Von Galen | Shielding and Filters | WMIC LG16 |  | 2009-08-01 | Adam McMahon | Adam McMahon | 1 Good | 2 Good | 1 Dedicated to particular experiment | 0 | WMIC | 6d3 | 6. Infrastructure | D. Laboratory | 3. Controlled Environment | HA514 | 54640 | 0
MHS | Cancer & Enabling Sciences | E00054 | Aircon & Chillers | 02-03 | 2005-08-01 |  |  | Aircon & Chillers | WMIC |  | 2009-08-01 | Adam McMahon | Adam McMahon | 1 Good | 2 Good | 1 Dedicated to particular experiment | 0 | [5 empty] | HA514 | 74961.37 | 0
MHS | Cancer & Enabling Sciences | E00056 | Pettrace Methane System | 02-03 | 2005-08-01 |  | GE | P5260ME Pettrace Methane System | WMIC LG10 |  | 2009-08-01 | Adam McMahon | Adam McMahon | 1 Good | 1 State of art | 1 Dedicated to particular experiment | 0.3 |  | 1D6 | 1. Process Equipment – Physical | D. Controlled Environment | 6. Radioisotope Production | HC149 | 843680 | 0
MHS | Cancer & Enabling Sciences | E00056 | Pettrace Methane System | 05-06 | 2005-07-01 |  | GE | P5260ME Pettrace Methane System | WMIC LG10 |  | 2009-07-01 | Adam McMahon | Adam McMahon | 1 Good | 1 State of art | 1 Dedicated to particular experiment | 0.3 |  | 1D6 | 1. Process Equipment – Physical | D. Controlled Environment | 6. Radioisotope Production | WA00267 | 29849 | 0
MHS | Cancer & Enabling Sciences | E00069 | Affymetrix | 02-03 | 2005-08-01 |  | Affymetrix | Gene Chip Node | CIGMR MIB |  | 2009-08-01 | Fiona Salway | Philip Day | 1 Good | 2 Good | 1 Dedicated to particular experiment | 0.2 | CIGMR | 4f1 | 4. Sample Measurement/Analysis | F. Proteins/Nucleic Acids | 1. Arrays | EA010 | 153900 | 0
MHS | Cancer & Enabling Sciences | E00083 | Vault Door | 02-03 | 2005-08-01 |  | Von Galen | Vault Door | WMIC LG10 |  | 2009-08-01 | Adam McMahon | Adam McMahon | 1 Good | 1 State of art | 1 Dedicated to particular experiment | 0 |  | 1D6 | 1. Process Equipment – Physical | D. Controlled Environment | 6. Radioisotope Production | HC149 | 24968.06 | 0
MHS | Cancer & Enabling Sciences | E00130 | MR Scanner | 01-02 | 2005-08-01 |  | Philips | MR Scanner | Wellcome Trust Clinical Research Facility |  | 2009-08-01 | Barry Whitnall | Alan Jackson | 1 Good | 2 Good | 3 Research and Teaching | 0.4 | MRIF | 3c1 | 3. Materials Characterisation | C. Imaging | 1. Magnetic Resonance | EA010 | 46667 | 0
MHS | Cancer & Enabling Sciences | E00133 | Computer Cluster | 01-02 | 2005-08-01 |  | IBM | Computer Cluster | Room G608, Stopford |  | 2009-08-01 | Chris Taylor and Warren Mittoo | Chris Taylor | 1 Good | 2 Good | 2 General purpose research | 0.2 | imaging Science Cluster | 6a4 | 6. Infrastructure | A. IT | 4. Parallel Computing | EA010 | 52510 | 0
MHS | Cancer & Enabling Sciences | E00158 | Tomography | 00-01 | 2005-08-01 |  |  | Tomography | Central Manchester and Manchester Childrens Hospital |  | 2009-08-01 | [5 empty] | 0 | [5 empty] | SM043 | 29990 | 0
MHS | Cancer & Enabling Sciences | E00166 | Dentistometry Unit | 00-01 | 2005-08-01 |  |  | Dentistometry Unit | Mobile Van |  | 2009-08-01 | [5 empty] | 0 | [5 empty] | SM043 | 0 | 0
MHS | Cancer & Enabling Sciences | E00168 | Dig Mammography | 00-01 | 2005-08-01 |  |  | Dig Mammography | Mobile Van |  | 2009-08-01 | [5 empty] | 0 | [5 empty] | HA094 | 27500 | 0
MHS | Cancer & Enabling Sciences | E00171 | Bone Densitometer | 00-01 | 2005-08-01 |  |  | Bone Densitometer | Central Manchester and Manchester Childrens Hospital |  | 2009-08-01 | [5 empty] | 0.4 | [5 empty] | SM043 | 55125 | 0
MHS | Cancer & Enabling Sciences | E00176 | Mobile Unit | 00-01 | 2005-08-01 |  |  | Mobile Unit | Mobile Van |  | 2009-08-01 | [5 empty] | 0 | [5 empty] | SM043 | 18675 | 0
MHS | Cancer & Enabling Sciences | E00439 | LightCycler | 05-06 | 2005-07-01 |  | Roche | LightCycler 480, 384 | CIGMR MIB |  | 2009-07-01 | Fiona Salway | Philip Day | 1 Good | 2 Good | 1 Dedicated to particular experiment | 0.3 | CIGMR | 2E6 | 2. Process Equipment – Biological | E. Characterisation | 6. Analysers | LC10001 | 38000 | 0
MHS | Cancer & Enabling Sciences | E00460 | MLC INSTALL KIT | 05-06 | 2005-07-01 |  |  | MLC INSTALL KIT | School request write off |  | 2009-07-01 | [11 empty] | LC10001 | 61319 | 0
MHS | Cancer & Enabling Sciences | E00469 | Water Radio Generator | 05-06 | 2005-07-01 |  | Hidex | Water Radio Generator | WMIC G12 |  | 2009-07-01 | Adam McMahon | Adam McMahon | 1 Good | 1 State of art | 1 Dedicated to particular experiment | 0.4 | WMIC | 1g6 | 1. Process Equipment – Physical | G. Chemical Reactor | 6. Automated Synthesis | LC10001 | 12322.74 | 0
MHS | Cancer & Enabling Sciences | E00470 | server | 05-06 | 2005-07-01 |  | IBM | TSM Server | Room G608, Stopford |  | 2009-07-01 | Geoff Parker and Warren Mittoo | Geoff Parker | 1 Good | 2 Good | 2 General purpose research | 0 | Imaging Science SAN | 6a1 | 6. Infrastructure | A. IT | 1. Server | LC10001 | 43696.23 | 0
MHS | Cancer & Enabling Sciences | E00474 | Water Radio Generator | 05-06 | 2005-07-01 |  | Hidex | Water Radio Generator | WMIC G07 |  | 2009-07-01 | Adam McMahon | Adam McMahon | 1 Good | 1 State of art | 1 Dedicated to particular experiment | 0.4 | WMIC | 1g6 | 1. Process Equipment – Physical | G. Chemical Reactor | 6. Automated Synthesis | LC10001 | 15595.34 | 0
MHS | Cancer & Enabling Sciences | E00475 | Control System | 04-05 | 2005-08-01 |  | Hidex | Control System | WMIC G12 |  | 2009-08-01 | Adam McMahon | Adam McMahon | 1 Good | 1 State of art | 1 Dedicated to particular experiment | 0 | WMIC | 1g6 | 1. Process Equipment – Physical | G. Chemical Reactor | 6. Automated Synthesis | HC149 | 24108 | 0
MHS | Cancer & Enabling Sciences | E00475 | Control System | 05-06 | 2005-07-01 |  | Hidex | Control System | WMIC G12 |  | 2009-07-01 | Adam McMahon | Adam McMahon | 1 Good | 1 State of art | 1 Dedicated to particular experiment | 0 | WMIC | 1g6 | 1. Process Equipment – Physical | G. Chemical Reactor | 6. Automated Synthesis | LC10001 | 48224 | 0
MHS | Cancer & Enabling Sciences | E00477 | Control System | 05-06 | 2005-07-01 |  | Hidex | Control System | WMIC G07 |  | 2009-07-01 | Adam McMahon | Adam McMahon | 1 Good | 1 State of art | 1 Dedicated to particular experiment | 0 | WMIC | 1g6 | 1. Process Equipment – Physical | G. Chemical Reactor | 6. Automated Synthesis | LC10001 | 12560 | 0
MHS | Cancer & Enabling Sciences | E00488 | Positron Emission Scanner | 04-05 | 2005-08-01 |  | Siemens | Positron Emission Scanner | WMIC Clinical Suit |  | 2009-08-01 | Eleanor Duncan-Rouse | Alan Jackson | 1 Good | 1 State of art | 3 Research and Teaching | 0.4 | WMIC | 4G4 | 4. Sample Measurement/Analysis | G. Bio-Medical | 4. Whole Body | HC149 | 1042625.03 | 0
MHS | Cancer & Enabling Sciences | E00494 | Scanner | 04-05 | 2005-08-01 |  |  | Upgrade for MRI Scanner | School request write off |  | 2009-08-01 | [11 empty] | HA514 | 137135 | 0
MHS | Cancer & Enabling Sciences | E00506 | MassARRAY Analyser | 04-05 | 2005-08-01 |  | Sequenom | Sequenom MassARRAY Analyser | CIGMR, Stopford Building, 2.407 |  | 2009-08-01 | Hazel Platt | David Carthy | 1 Good | 2 Good | 1 Dedicated to particular experiment | 0.3 | CIGMA | 2E6 | 2. Process Equipment – Biological | E. Characterisation | 6. Analysers | SM185 | 67003.5 | 0
MHS | Cancer & Enabling Sciences | E00516 | Scanner | 04-05 | 2005-08-01 |  | Siemens | ECAT HRRT Scanner | WMIC G04 |  | 2009-08-01 | Eleanor Duncan-Rouse | Alan Jackson | 1 Good | 1 State of art | 1 Dedicated to particular experiment | 0.5 | WMIC | 4G4 | 4. Sample Measurement/Analysis | G. Bio-Medical | 4. Whole Body | HC149 | 945000 | 0
MHS | Cancer & Enabling Sciences | E00517 | Scanner | 04-05 | 2005-08-01 |  | Philips | Quaser Dual 3T Scanner MMT 1851 | Hope Hospital (SRFT) |  | 2009-08-01 | Barry Whithall | Alan Jackson | 1 Good | 2 Good | 2 General purpose research | 0 | MRIF | 3c1 | 3. Materials Characterisation | C. Imaging | 1. Magnetic Resonance | HA514 | 60000 | 0
MHS | Cancer & Enabling Sciences | E00520 | Server | 04-05 | 2005-08-01 |  | IBM | Server - San Storage & Fast T x series Hardware | Room G608, Stopford |  | 2009-08-01 | Chris Taylor and Warren Mittoo | Chris Taylor | 1 Good | 2 Good | 2 General purpose research | 0 | imaging sciences SAN | 6a1 | 6. Infrastructure | A. IT | 1. Server | HA091 | 102094.72 | 0
MHS | Cancer & Enabling Sciences | E00666 | Scanner TraceLab FX-FE | 07-08 | 2008-04-01 |  | GE | Scanner TraceLab FX-FE | WMIC Basement | 320458 | 2012-04-01 | Adam McMahon | Adam McMahon | 1 Good | 2 Good | 1 Dedicated to particular experiment | 0 | WMIC | 1g6 | 1. Process Equipment – Physical | G. Chemical Reactor | 6. Automated Synthesis | AA01446 | 120000 | 0
MHS | Cancer & Enabling Sciences | E00680 | Raidowater Generator | 07-08 | 2008-07-01 |  |  | Raidowater Generator | WMIC G.07 | 317188 | 2012-07-01 | Adam McMahon | Adam McMahon | 1 Good | 1 State of art | 1 Dedicated to particular experiment | 0 | WMIC | 1g6 | 1. Process Equipment – Physical | G. Chemical Reactor | 6. Automated Synthesis | AA01446 | 38390.49 | 0
MHS | Cancer & Enabling Sciences | E00728 | Firefly 3000 System | 08-09 | 2009-04-01 |  | ProteinSimple | Firefly 3000 System | Room S22, Wolfson Molecular Imaging Centre | 467004 | 2012-04-01 | Liqun Zhang | Tony Whetton | 1 Good | 1 State of art | 1 Dedicated to particular experiment | 0 | WMIC | 3l7 | 3. Materials Characterisation | L. Chemical Analysis | 7. Electrophoresis | AA08371 | 30000 | 0
MHS | Cancer & Enabling Sciences | E00728 | Firefly 3000 System | [19 empty] | AD00571 | 63133.91 | 0
MHS | Cancer & Enabling Sciences | E00728 | Firefly 3000 System | [19 empty] | AD00572 | 18055 | 0
MHS | Cancer & Enabling Sciences | E00728 | Firefly 3000 System | [19 empty] | AD01123 | 20000 | 0
MHS | Cancer & Enabling Sciences | E00728 | Firefly 3000 System | [19 empty] | WK00679 | 10000 | 0
MHS | Cancer & Enabling Sciences | E00728 | Firefly 3000 System | [19 empty] | WK00685 | 14000 | 0
MHS | Cancer & Enabling Sciences | E00728 | Firefly 3000 System | [19 empty] | WK00686 | 13000 | 0
MHS | Cancer & Enabling Sciences | E00728 | Firefly 3000 System | [19 empty] | WK00864 | 22353 | 0
MHS | Cancer & Enabling Sciences | E00740 | QSTAR Elite Pro System | 08-09 | 2009-08-01 |  | AB Sciex | QSTAR Elite Pro System | WMIC | 546871 | 2012-08-01 18:00 | Tony Whetton and Caroline Dive | Tony Whetton and Caroline Dive | 1 Good | 1 State of art | 2 General purpose research | 0 | WMIC/PICR | 3b3 | 3. Materials Characterisation | B. Spectrometry | 3. Mass Spectrometry | AD00572 | 52113.99 | 0
MHS | Cancer & Enabling Sciences | E00740 | QSTAR Elite Pro System | [19 empty] | R105782 | 52113.99 | 0
MHS | Cancer & Enabling Sciences | E00740 | QSTAR Elite Pro System | 09-10 | 2010-03-01 |  | AB Sciex | QSTAR Elite Pro System | WMIC | 546871 | 2013-03-01 | Tony Whetton and Caroline Dive | Tony Whetton and Caroline Dive | 1 Good | 1 State of art | 2 General purpose research | 0 | WMIC/PICR | 3b3 | 3. Materials Characterisation | B. Spectrometry | 3. Mass Spectrometry | AD00572 | -102449.49 | 0
MHS | Cancer & Enabling Sciences | E00740 | QSTAR Elite Pro System | [19 empty] | R012149 | 35000 | 0
MHS | Cancer & Enabling Sciences | E00740 | QSTAR Elite Pro System | [19 empty] | R105782 | -73821.69 | 0
MHS | Cancer & Enabling Sciences | E00740 | QSTAR Elite Pro System | [7 empty] | 2013-03-01 18:00 | Tony Whetton and Caroline Dive | Tony Whetton and Caroline Dive | 1 Good | 1 State of art | 2 General purpose research | 0 | WMIC/PICR | 3b3 | 3. Materials Characterisation | B. Spectrometry | 3. Mass Spectrometry | FB00119 | 13183.98 | 0
MHS | Cancer & Enabling Sciences | E00740 | QSTAR Elite Pro System | 12-13 | 2010-03-01 |  | AB Sciex | QSTAR Elite Pro System | WMIC | 546871 | 2013-03-01 | Tony Whetton and Caroline Dive | Tony Whetton and Caroline Dive | 1 Good | 1 State of art | 2 General purpose research | 0 | WMIC/PICR | 3b3 | 3. Materials Characterisation | B. Spectrometry | 3. Mass Spectrometry | AD00572 | 0 | 0
MHS | Cancer & Enabling Sciences | E00740 | QSTAR Elite Pro System | [19 empty] | R105782 | 0 | 0
MHS | Cancer & Enabling Sciences | E00748 | Methyl Iodide rig | 08-09 | 2009-07-01 |  |  | Methyl Iodide rig for PET Radiochemistry | WMIC LG16 | 460400 | 2013-07-01 |  | Adam McMahon |  |  |  | 0 |  | 1g6 | 1. Process Equipment – Physical | G. Chemical Reactor | 6. Automated Synthesis | FB00011 | 59529.9 | 0
MHS | Cancer & Enabling Sciences | E00751 | Intera to R2.6 Value Pack | 09-10 | 2009-08-01 |  | Phillips | Upgrade Intera to R2.6 Value Pack | WMIC | 515834 | 2013-08-01 | Steve Williams | Steve Williams |  |  |  | 0 |  | 3c1 | 3. Materials Characterisation | C. Imaging | 1. Magnetic Resonance | AA03908 | 280000 | 0
MHS | Cancer & Enabling Sciences | E00756 | CRI Bid (SIRF) | 09-10 | 2009-11-01 |  | Dionex | UltiMate 3000 HPLC System | WMIC | 589978 | 2013-11-01 | [5 empty] | 0.2 |  | 3l5 | 3. Materials Characterisation | L. Chemical Analysis | 5. Chromatography | FB00119 | 67435 | 0
MHS | Cancer & Enabling Sciences | E00757 | LTQ Velos with Orbitrap ETD | 09-10 | 2010-04-01 |  | Thermo | LTQ Velos with Orbitrap ETD | WMIC | 589973 | 2013-04-01 | Andrew Williamson | Tony Whetton | 1 Good | 1 State of art | 2 General purpose research | 0.1 | WMIC/PICR | 3b3 | 3. Materials Characterisation | B. Spectrometry | 3. Mass Spectrometry | FB00119 | 219058.58 | 0
MHS | Cancer & Enabling Sciences | E00757 | LTQ Velos with Orbitrap ETD | [7 empty] | 2013-04-01 18:00 | Andrew Williamson | Tony Whetton | 1 Good | 1 State of art | 2 General purpose research | 0.1 | WMIC/PICR | 3b3 | 3. Materials Characterisation | B. Spectrometry | 3. Mass Spectrometry | R109975 | 305082.77 | 0
MHS | Cancer & Enabling Sciences | E00775 | pre-clinical PET/CT scanner | 09-10 | 2010-10-01 |  | Siemens | pre-clinical PET/CT scanner | WMIC 2nd Floor | 664885 | 2014-10-01 | Kaye Williams | Kaye Williams | 1 Good | 1 State of art | 1 Dedicated to particular experiment | 0 | [5 empty] | AA01446 | 200000 | 0
MHS | Cancer & Enabling Sciences | E00775 | pre-clinical PET/CT scanner | [19 empty] | AA08371 | 400000 | 0
MHS | Cancer & Enabling Sciences | E00784 | 7tesla magnet | 09-10 | 2010-07-01 |  | Agilent | 7tesla magnet | Stopford Building G727, MR Lab, |  | 2013-07-01 18:00 | Steve Williams | Steve Williams | 1 Good | 3 Adequate | 2 General purpose research | 0.1 |  | 3c1 | 3. Materials Characterisation | C. Imaging | 1. Magnetic Resonance | AA03893 | 44847.09 | 0
MHS | Cancer & Enabling Sciences | E00784 | 7tesla magnet | [19 empty] | R111531 | 11000 | 0
MHS | Cancer & Enabling Sciences | E00786 | Image viewing workstation for PET scans | 09-10 | 2010-08-01 |  | GE | GE Advantage Workstation | WMIC | 709570 | 2015-08-01 06:00 | Eleanor Duncan-Rouse | Alan Jackson | 1 Good | 1 State of art | 1 Dedicated to particular experiment | 0 |  | 6A3 | 6. Infrastructure | A. IT | 3. Workstation | AA07542 | 27219.57 | 0
MHS | Cancer & Enabling Sciences | E00794 | Agilent 1260 automated depletion system | 10-11 | 2011-01-01 |  | Agilent | Agilent 1260 automated depletion system | WMIC 2nd Floor | 759136 | 2015-01-01 | Andrew Williamson | Tony Whetton |  |  |  | 0 | WMIC/PICR | 3l5 | 3. Materials Characterisation | L. Chemical Analysis | 5. Chromatography | FB00119 | 30475.06 | 0
MHS | Cancer & Enabling Sciences | E00805 | Leica SCN400 scanner & autolader | 10-11 | 2011-07-01 |  | Leica | High Throughput Scanner | Paterson Institute for Cancer Research - Molecular Pathology | 825554 | 2014-07-01 | Steve Bagley | Goran Landberg | 1 Good | 1 State of art | 1 Dedicated to particular experiment | 0 | Breakthrough Breast Cancer | 3d3 | 3. Materials Characterisation | D. Optical Microscopy | 3. Transmission | AA08371 | 46412.06 | 0
MHS | Cancer & Enabling Sciences | E00805 | Leica SCN400 scanner & autolader | [19 empty] | R104463 | 46587.94 | 0
MHS | Cancer & Enabling Sciences | E00832 | Fastlab synthesizer | 11-12 | 2011-12-01 |  | GE | Fastlab synthesizer |  | 860429 | 2015-12-01 | Andrew Williamson | Tony Whetton | 1 Good | 2 Good | 1 Dedicated to particular experiment | 0 | WMIC/PICR | 3b3 | 3. Materials Characterisation | B. Spectrometry | 3. Mass Spectrometry | AA08592 | 27637.5 | 0
MHS | Cancer & Enabling Sciences | E00836 | AB Sciex Ex-demonstration Triple TOF 5600 | 11-12 | 2012-07-01 |  | AB Sciex | AB SCIEX TripleTOF 5600 for PRO Apps | Wolfson Molecular Imaging Centre, 2nd floor room S04/S05 | 916139 | 2016-07-01 | Andrew Williamson | Tony Whetton | 1 Good | 2 Good | 1 Dedicated to particular experiment | 0 | WMIC/PICR | 3b3 | 3. Materials Characterisation | B. Spectrometry | 3. Mass Spectrometry | AA01416 | 250000 | 0
MHS | Cancer & Enabling Sciences | R0014 | Scanner | 01-02 | 2006-08-01 06:00 |  | 2 | Scanner | Mobile van Stopford Building |  | 2009-08-01 | [5 empty] | 0 | [5 empty] | LE00115 | 49000 | 0
MHS | Cancer & Enabling Sciences | R0026 | Cybio, Robots | 01-02 | 2006-08-01 06:00 |  | Cybio | Cybio, Robots | CIGMR, Stopford Building 2.407/2.404 |  | 2009-08-01 | Hazel Platt | David Carthy | 1 Good | 2 Good | 2 General purpose research | 0.3 | CIGMR | 1h1 | 1. Process Equipment – Physical | H. Sample Manipulation | 1. Robot | LE00115 | 89975.26 | 0
MHS | Cancer & Enabling Sciences | R0057 | Genetic Analyzer | 01-02 | 2006-08-01 06:00 |  | ABI | Genetic Analyzer | CIGMR, Stopford Building 2.407 |  | 2009-08-01 | Hazel Platt | David Carthy | 1 Good | 3 Adequate | 1 Dedicated to particular experiment | 0.2 | CIGMR | 2E6 | 2. Process Equipment – Biological | E. Characterisation | 6. Analysers | LE00115 | 97956 | 0
MHS | Cancer & Enabling Sciences | R0114 | ML star robot & accessories | 02-03 | 2006-08-01 06:00 |  | Hamilton | ML star robot & accessories | CIGMR, Stopford Building 2.404 |  | 2009-08-01 | Hazel Platt | David Carthy | 1 Good | 2 Good | 1 Dedicated to particular experiment | 0.3 | CIGMR | 1h1 | 1. Process Equipment – Physical | H. Sample Manipulation | 1. Robot | LE00115 | 72565.25 | 0
MHS | Cancer & Enabling Sciences | R0115 | ABI Prism 7000 | 02-03 | 2006-08-01 06:00 |  | ABI | ABI Prism 7000 | Molecular Pathology Lab. Ist Floor, Stopford Build. |  | 2009-08-01 | [5 empty] | 0 |  | 4f3 | 4. Sample Measurement/Analysis | F. Proteins/Nucleic Acids | 3. Sequencers | LE00115 | 35520 | 0
MHS | Cancer & Enabling Sciences | R0137 | ML-Star 8x300ul Autoload | 03-04 | 2006-08-01 06:00 |  | Hamilton | ML-Star 8x300ul Autoload | CIGMR Labs. Stopford Building |  | 2009-08-01 | Kate Dixon | Kate Dixon | 1 Good | 2 Good | 1 Dedicated to particular experiment | 0 | CIGMR | 1h1 | 1. Process Equipment – Physical | H. Sample Manipulation | 1. Robot | LE00113 | 40000 | 0
MHS | Cancer & Enabling Sciences | R0141 | Gamma Air & Stack Monitoring System | 03-04 | 2006-08-01 06:00 |  | Lab Impex | Gamma Air & Stack Monitoring System | WMIC |  | 2009-08-01 | Adam McMahon | Adam McMahon | 1 Good | 2 Good | 1 Dedicated to particular experiment | 0 | WMIC/PICR |  |  |  |  | LE00117 | 29966.6 | 0
MHS | Cancer & Enabling Sciences | R0142 | Clean Room & Hot Cells | 03-04 | 2006-08-01 06:00 |  | Von Galen | Clean Room & Hot Cells | WMIC |  | 2009-08-01 | Adam McMahon | Adam McMahon | 1 Good | 2 Good | 1 Dedicated to particular experiment | 0 | WMIC/PICR | 6d3 | 6. Infrastructure | D. Laboratory | 3. Controlled Environment | LE00117 | 64766.4 | 0
MHS | Cancer & Enabling Sciences | R0150 | Stage 1 - IBM Totalstorage FAStT600 server | 03-04 | 2006-08-01 06:00 |  | IBM | Stage 1 - IBM Totalstorage FAStT600 server | Room G426, Stopford |  | 2009-08-01 | Chris Taylor | Chris Taylor | 1 Good | 2 Good | 1 Dedicated to particular experiment | 0 | Imaging Science | 6A2 | 6. Infrastructure | A. IT | 2. Storage | LE00112 | 33999.95 | 0
MHS | Cancer & Enabling Sciences | R0154 | Clean Room & Shielded Fume Hood | 03-04 | 2006-08-01 06:00 |  | Von Galen | Clean Room & Shielded Fume Hood | WMIC |  | 2009-08-01 | Adam McMahon | Adam McMahon | 1 Good | 2 Good | 1 Dedicated to particular experiment | 0 | WMIC/PICR | 6d3 | 6. Infrastructure | D. Laboratory | 3. Controlled Environment | LE00117 | 38732.4 | 0
MHS | Cancer & Enabling Sciences | R0155 | Clean Room & Dose calibrater systems | 03-04 | 2006-08-01 06:00 |  | IsoMed | Clean Room & Dose calibrater systems | WMIC |  | 2009-08-01 | Adam McMahon | Adam McMahon | 2 Adequate | 3 Adequate | 1 Dedicated to particular experiment | 0 | WMIC/PICR | 6d3 | 6. Infrastructure | D. Laboratory | 3. Controlled Environment | LE00117 | 20032.95 | 0
MHS | Cancer & Enabling Sciences | R0157 | Clean Room & Hot Cells | 03-04 | 2006-08-01 06:00 |  |  | Clean Room & Hot Cells | WMIC |  | 2009-08-01 |  |  | 1 Good | 2 Good | 1 Dedicated to particular experiment | 0 | [5 empty] | LE00117 | 44929.8 | 0
MHS | Cancer & Enabling Sciences | R0158 | Clean Room & Hot Cells | 03-04 | 2006-08-01 06:00 |  |  | Clean Room & Hot Cells | WMIC |  | 2009-08-01 |  |  | 1 Good | 2 Good | 1 Dedicated to particular experiment | 0 | [5 empty] | LE00117 | 44929.8 | 0
MHS | Cancer & Enabling Sciences | R0159 | Clean Room & Dose Calibrator Systems | 03-04 | 2006-08-01 06:00 |  |  | Clean Room & Dose Calibrator Systems | WMIC |  | 2009-08-01 |  |  | 2 Adequate | 3 Adequate | 1 Dedicated to particular experiment | 0 | [5 empty] | LE00117 | 20032.95 | 0
MHS | Cancer & Enabling Sciences | R0160 | Clean Room & Shielded Fume Hood | 03-04 | 2006-08-01 06:00 |  |  | Clean Room & Shielded Fume Hood | WMIC |  | 2009-08-01 |  |  | 1 Good | 2 Good | 1 Dedicated to particular experiment | 0 | [5 empty] | LE00117 | 38732.4 | 0
MHS | Cancer & Enabling Sciences | R0162 | Clean Room & Hot Cells | 03-04 | 2006-08-01 06:00 |  |  | Clean Room & Hot Cells | WMIC |  | 2009-08-01 |  |  | 1 Good | 2 Good | 1 Dedicated to particular experiment | 0 | [5 empty] | LE00117 | 54000 | 0
MHS | Cancer & Enabling Sciences | R0165 | Gamma Air & Stack Monitoring System | 03-04 | 2006-08-01 06:00 |  |  | Gamma Air & Stack Monitoring System | WMIC |  | 2009-08-01 |  |  | 1 Good | 2 Good | 1 Dedicated to particular experiment | 0 | [5 empty] | LE00117 | 89899.8 | 0
MHS | Cancer & Enabling Sciences | R0167 | Clean Room & Hot Cells | 03-04 | 2006-08-01 06:00 |  |  | Clean Room & Hot Cells | WMIC |  | 2009-08-01 |  |  | 1 Good | 2 Good | 1 Dedicated to particular experiment | 0 | [5 empty] | LE00117 | 54000 | 0
MHS | Cancer & Enabling Sciences | R0170 | Clean Room & Hot Cells | 03-04 | 2006-08-01 06:00 |  |  | Clean Room & Hot Cells | WMIC |  | 2009-08-01 |  |  | 1 Good | 2 Good | 1 Dedicated to particular experiment | 0 | [5 empty] | LE00117 | 21588.8 | 0
MHS | Cancer & Enabling Sciences | R0171 | Clean Room & Shielded Fume Hood | 03-04 | 2006-08-01 06:00 |  |  | Clean Room & Shielded Fume Hood | WMIC |  | 2009-08-01 |  |  | 1 Good | 2 Good | 1 Dedicated to particular experiment | 0 | [5 empty] | LE00117 | 12910.8 | 0
MHS | Cancer & Enabling Sciences | R0172 | Clean Room & Hot Cells | 03-04 | 2006-08-01 06:00 |  |  | Clean Room & Hot Cells | WMIC |  | 2009-08-01 |  |  | 1 Good | 2 Good | 1 Dedicated to particular experiment | 0 | [5 empty] | LE00117 | 14976.6 | 0
MHS | Cancer & Enabling Sciences | R0173 | Gamma Air & Stack Monitoring System | 03-04 | 2006-08-01 06:00 |  |  | Gamma Air & Stack Monitoring System | WMIC |  | 2009-08-01 |  |  | 1 Good | 2 Good | 1 Dedicated to particular experiment | 0 | [5 empty] | LE00117 | 14983.3 | 0
MHS | Cancer & Enabling Sciences | R0174 | Clean Room & Hot Cells | 03-04 | 2006-08-01 06:00 |  |  | Clean Room & Hot Cells | WMIC |  | 2009-08-01 |  |  | 1 Good | 2 Good | 1 Dedicated to particular experiment | 0 | [5 empty] | LE00117 | 54000 | 0
MHS | Cancer & Enabling Sciences | R0175 | Clean Room & Hot Cells | 03-04 | 2006-08-01 06:00 |  |  | Clean Room & Hot Cells | WMIC |  | 2009-08-01 |  |  | 1 Good | 2 Good | 1 Dedicated to particular experiment | 0 | [5 empty] | LE00117 | 54000 | 0
MHS | Cancer & Enabling Sciences | R0176 | Clean Room & Hot Cells | 03-04 | 2006-08-01 06:00 |  |  | Clean Room & Hot Cells | WMIC |  | 2009-08-01 |  |  | 1 Good | 2 Good | 1 Dedicated to particular experiment | 0 | [5 empty] | LE00117 | 216000 | 0
MHS | Cancer & Enabling Sciences | R0177 | Gamma Air & Stack Monitoring System | 03-04 | 2006-08-01 06:00 |  |  | Gamma Air & Stack Monitoring System | WMIC |  | 2009-08-01 |  |  | 1 Good | 2 Good | 1 Dedicated to particular experiment | 0 | [5 empty] | LE00117 | 14983.3 | 0
MHS | Cancer & Enabling Sciences | R0179 | Clean Room & Dose Calibrator Systems | 03-04 | 2006-08-01 06:00 |  |  | Clean Room & Dose Calibrator Systems | WMIC |  | 2009-08-01 |  |  | 1 Good | 2 Good | 1 Dedicated to particular experiment | 0 | [5 empty] | LE00117 | 20032.95 | 0
MHS | Cancer & Enabling Sciences | R0185 | Clean Room & Dose Calibrator Systems | 03-04 | 2006-08-01 06:00 |  |  | Clean Room & Dose Calibrator Systems | WMIC |  | 2009-08-01 |  |  | 1 Good | 2 Good | 1 Dedicated to particular experiment | 0 | [5 empty] | LE00117 | 0 | 0
MHS | Cancer & Enabling Sciences | R0188 | Particle Counter System | 03-04 | 2006-08-01 06:00 |  | FMS | Particle Counter System | WMIC |  | 2009-08-01 | Adam McMahon | Adam McMahon | 1 Good | 2 Good | 1 Dedicated to particular experiment | 0 | WMIC/PICR | 6d3 | 6. Infrastructure | D. Laboratory | 3. Controlled Environment | LE00117 | 19519 | 0
MHS | Cancer & Enabling Sciences | R0195 | Animal Camera | 03-04 | 2006-08-01 06:00 |  |  | Animal Camera | WMIC |  | 2009-08-01 | [11 empty] | LE00117 | 137000 | 0
MHS | Cancer & Enabling Sciences | R0196 | Clean Room & Hot Cells | 03-04 | 2006-08-01 06:00 |  |  | Clean Room & Hot Cells | WMIC |  | 2009-08-01 |  |  | 1 Good | 2 Good | 1 Dedicated to particular experiment | 0 | [5 empty] | LE00117 | 0 | 0
MHS | Cancer & Enabling Sciences | R0197 | Clean Room & Dose Calibrator Systems | 03-04 | 2006-08-01 06:00 |  |  | Clean Room & Dose Calibrator Systems | WMIC |  | 2009-08-01 |  |  | 2 Adequate | 3 Adequate | 1 Dedicated to particular experiment | 0 | [5 empty] | LE00117 | 13355.3 | 0
MHS | Cancer & Enabling Sciences | R0217 | Omaldi 11 | 03-04 | 2006-08-01 06:00 |  | AB Sciex | Christie Hospital NHS Trust - Omaldi 11 | Paterson Institute (Prof Gaskell) |  | 2009-08-01 | [5 empty] | 0 |  | 3b3 | 3. Materials Characterisation | B. Spectrometry | 3. Mass Spectrometry | LE00101 | 0 | 0
MHS | Cancer & Enabling Sciences | R0297 | Imaging system | 04-05 | 2006-08-01 06:00 |  | Phillips | Philips GiroScan Inera 3T Master Magnet Resonance Imaging System | WMIC |  | 2009-08-01 | Steve Williams | Steve Williams | [9 empty] | LE00117 | 1000000 | 0
MHS | Cancer & Enabling Sciences | R0305 | Access grid node | 04-05 | 2006-08-01 06:00 |  | IBM | Access grid node & Informatics systems integration | ISBE library |  | 2009-08-01 | Geoff Parker | Geoff Parker | 1 Good | 2 Good | 1 Dedicated to particular experiment | 0 | Campus Wide | 6a1 | 6. Infrastructure | A. IT | 1. Server | LE00112 | 45473 | 0
MHS | Cancer & Enabling Sciences | R0310 | Nano LC System | 04-05 | 2006-08-01 06:00 |  | Waters | Nano LC System | Mass spec lab RG40, Paterson Institute |  | 2009-08-01 | Duncan Smith | Duncan Smith | 2 Adequate | 3 Adequate | 1 Dedicated to particular experiment | 0.2 |  | 3b3 | 3. Materials Characterisation | B. Spectrometry | 3. Mass Spectrometry | LE00112 | 56850 | 0
MHS | Cancer & Enabling Sciences | R0311 | Topcount and Unifilter Harvester | 04-05 | 2006-08-01 06:00 |  |  | Topcount and Unifilter Harvester | RS79, Paterson Institute (TRF2) |  | 2009-08-01 | [5 empty] | 0 | [5 empty] | LE00112 | 28205 | 0
MHS | Cancer & Enabling Sciences | R0323 | Storage racks. | 04-05 | 2006-08-01 06:00 |  | IBM | Storage and public cluster racks. | Room G608, Stopford |  | 2009-08-01 | Chris Taylor | Chris Taylor | 1 Good | 2 Good | 2 General purpose research | 0 |  | 6a5 | 6. Infrastructure | A. IT | 5. Data Management | LE00112 | 144995.34 | 0
MHS | Cancer & Enabling Sciences | R0408 | QTRAP PRO PACKAGE | 06-07 | 2006-08-01 06:00 |  | AB Sciex | 4000 QTRAP PRO PACKAGE. CAT NOS-1004229,1008592,1010834,1010835,1011572,1023627,WC027461,WC027463,WC029639,1011328,1004153,WC026904,1017166. PO129 APP D OWEN | RG40, PICR |  | 2009-08-01 | Liqun Zhang | Tony Whetton | 2 Adequate | 2 Good | 2 General purpose research | 0.5 |  | 3b3 | 3. Materials Characterisation | B. Spectrometry | 3. Mass Spectrometry | R011413 | 42000 | 0
MHS | Cancer & Enabling Sciences | R0409 | QTRAP PRO PACKAGE | 06-07 | 2006-08-01 06:00 |  | AB Sciex | 4000 QTRAP PRO PACKAGE. CAT NOS-1004229,1008592,1010834,1010835,1011572,1023627,WC027461,WC027463,WC029639,1011328,1004153,WC026904,1017166. PO129 APP D OWEN | RG40, PICR |  | 2009-08-01 | Tony Whetton | Tony Whetton | 2 Adequate | 2 Good | 2 General purpose research | 0.5 | WMIC/PICR | 3b3 | 3. Materials Characterisation | B. Spectrometry | 3. Mass Spectrometry | R011413 | 90662 | 0
MHS | Cancer & Enabling Sciences | R0496 | Biospec console and ancillary equipment | 07-08 | 2009-02-01 |  |  | Biospec console and ancillary equipment | Stopford Building G727, MR Lab, | 380923 | 2012-02-01 18:00 | Stuart Pickering | Stuart Pickering | 1 Good | 1 State of art | 2 General purpose research | 0 | [5 empty] | R105118 | 227000 | 0
MHS | Cancer & Enabling Sciences | R0523 | 1.5T MRI scanner | 08-09 | 2009-03-01 |  | Philips Medical Systems | Achieva 1.5T Scanner | WMIC | 357323 | 2019-03-01 12:00 | Barry Whitnall | Alan Jackson | 1 Good | 1 State of art | 1 Dedicated to particular experiment | 0 | MRIF | 3c1 | 3. Materials Characterisation | C. Imaging | 1. Magnetic Resonance | WA00671 | 734075.13 | 189636.0752
MHS | Cancer & Enabling Sciences | R0523 | 1.5T MRI scanner | [6 empty] | 357323 | 2012-03-01 18:00 | Barry Whitnall | Alan Jackson | 1 Good | 1 State of art | 1 Dedicated to particular experiment | 0 | MRIF | 3c1 | 3. Materials Characterisation | C. Imaging | 1. Magnetic Resonance | AA03908 | 2576.36 | 0
MHS | Cancer & Enabling Sciences | R0523 | 1.5T MRI scanner | [14 empty] | MRIF http://www.mhs.manchester.ac.uk/imagingfacilities/research/imagingresearch2/ | 3c1 | 3. Materials Characterisation | C. Imaging | 1. Magnetic Resonance | R104593 | 394523.64 | 0
MHS | Cancer & Enabling Sciences | R0608 | 2D nanoAQUITY | 09-10 | 2009-10-01 |  | Waters | 2D nanoAQUITY quotation no.25067913 | WMIC S04/05 | 550198 | 2012-10-01 18:00 | Andrew Williamson | Tony Whetton | 1 Good | 1 State of art | 1 Dedicated to particular experiment | 0 | WMIC/PICR | 3b3 | 3. Materials Characterisation | B. Spectrometry | 3. Mass Spectrometry | R109975 | 50535.74 | 0
MHS | Cancer & Enabling Sciences | R0612 | SCI-TIVE SYSTEM | 09-10 | 2009-10-01 |  | Ruskinn | SCI-TIVE SYSTEM SCI-001N/SP WITH VACUUM LINE CONNECTION PORT |  | 526592 | 2012-10-01 18:00 | Hannah Harrison | Goran Landberg | 1 Good | 1 State of art | 1 Dedicated to particular experiment | 0 | Breakthrough in Breast Cancer | 2a3 | 2. Process Equipment – Biological | A. Growth and Manipulation | 3. Cell Culture | R104463 | 25000 | 0
MHS | Cancer & Enabling Sciences | R0625 | LTQ Orbitrap XL Basic System | 09-10 | 2010-04-01 |  | Thermofisher | LTQ Orbitrap XL Basic System | WMIC S04/05 | 589953 | 2013-04-01 18:00 | Andrew Williamson | Tony Whetton | 1 Good | 1 State of art | 2 General purpose research | 0 | WMIC/PICR | 3b3 | 3. Materials Characterisation | B. Spectrometry | 3. Mass Spectrometry | R109975 | 324715 | 0
MHS | Cancer & Enabling Sciences | R0677 | Odyssey system | 09-10 | 2010-04-01 |  |  | Odyssey system |  |  | 2013-04-01 18:00 | [5 empty] | 0 | [5 empty] | R111856 | 53930 | 0
MHS | Cancer & Enabling Sciences | R0752 | MVE LN2 tank | 10-11 | 2011-03-01 |  | MVE | LN2 tank with MVE 1894R-190 controller | UK Biobank Operations Head quarters, Spectrum Way, Cheadle | 751794 | 2014-03-01 18:00 | Kate Dixon | Kate Dixon | 1 Good | 2 Good | 1 Dedicated to particular experiment | 0.1 | CIGMR | 6D5 | 6. Infrastructure | D. Laboratory | 5. Controlled Environment Storage | R111483 | 56779 | 0
MHS | Cancer & Enabling Sciences | S0006 | WOLFSON MIC | 04-05 | 2004-10-01 |  |  | WOLFSON MIC | WMIC |  | 2012-10-01 | not required |  | Not Required | Not Required | Not Required | Not Required | [5 empty] | WA00267 | 6506716 | 0
MHS | Cancer & Enabling Sciences | S0007 | WOLFSON MIC EXTRA | 06-07 | 2006-10-01 |  |  | WOLFSON MIC EXTRA | WMIC |  | 2014-10-01 | not required |  | Not Required | Not Required | Not Required | Not Required | [5 empty] | WA00267 | 202322.78 | 0
MHS | Cancer & Enabling Sciences | S0008 | WOLFSON MIC EXTRA | 06-07 | 2006-10-01 |  |  | WOLFSON MIC EXTRA | WMIC |  | 2014-10-01 | not required |  | Not Required | Not Required | Not Required | Not Required | [5 empty] | WA00267 | 179955.65 | 0
MHS | Cancer & Enabling Sciences | S0009 | WOLFSON MIC EXTRA | 06-07 | 2006-10-01 |  |  | WOLFSON MIC EXTRA | WMIC |  | 2014-10-01 | not required |  | Not Required | Not Required | Not Required | Not Required | [5 empty] | WA00267 | 69240.83 | 0
MHS | Cancer & Enabling Sciences | S0010 | WOLFSON MIC EXTRA | 06-07 | 2006-10-01 |  |  | WOLFSON MIC EXTRA | WMIC |  | 2014-10-01 | not required |  | Not Required | Not Required | Not Required | Not Required | [5 empty] | WA00267 | 65181.8 | 0
MHS | Cancer & Enabling Sciences | S0011 | WOLFSON MIC EXTRA | 06-07 | 2007-02-01 |  |  | WOLFSON MIC EXTRA | WMIC |  | 2015-02-01 | not required |  | Not Required | Not Required | Not Required | Not Required | [5 empty] | WA00267 | 59169.64 | 0
MHS | Cancer & Enabling Sciences | S0012 | WOLFSON MIC EXTRA | 06-07 | 2006-10-01 |  |  | WOLFSON MIC EXTRA | WMIC |  | 2014-10-01 | not required |  | Not Required | Not Required | Not Required | Not Required | [5 empty] | WA00267 | 31260.75 | 0
MHS | Cancer & Enabling Sciences | S0013 | WOLFSON MIC EXTRA | 06-07 | 2006-12-01 |  |  | WOLFSON MIC EXTRA | WMIC |  | 2014-12-01 | not required |  | Not Required | Not Required | Not Required | Not Required | [5 empty] | WA00267 | 10762.95 | 0
MHS | Cancer & Enabling Sciences | S0014 | WOLFSON MIC EXTRA | 06-07 | 2007-02-01 |  |  | WOLFSON MIC EXTRA | WMIC |  | 2015-02-01 | not required |  | Not Required | Not Required | Not Required | Not Required | [5 empty] | WA00267 | 10354.68 | 0
MHS | Cancer & Enabling Sciences | S0015 | WOLFSON MIC EXTRA | 06-07 | 2006-12-01 |  |  | WOLFSON MIC EXTRA | WMIC |  | 2014-12-01 | not required |  | Not Required | Not Required | Not Required | Not Required | [5 empty] | WA00267 | 8261.31 | 0
MHS | Cancer & Enabling Sciences | S0016 | WOLFSON MIC EXTRA | 06-07 | 2007-01-01 |  |  | WOLFSON MIC EXTRA | WMIC |  | 2015-01-01 | not required |  | Not Required | Not Required | Not Required | Not Required | [5 empty] | WA00267 | 4113.58 | 0
MHS | Cancer Research UK Manchester Institute (CRUK MI) | E00879 | Illumina HiSeq | 12-13 | 2013-01-01 |  | Illumina | Next Generation Sequencing | PICR - MBCF RG3 | 1055405 | 2017-01-01 | Stuart Pepper | Stuart Pepper | 1 Good | 1 State of art | 2 General purpose research | 0.1 |  | 4f3 | 4. Sample Measurement/Analysis | F. Proteins/Nucleic Acids | 3. Sequencers | AA11629 | 493318.35 | 51387.3281
MHS | Cancer Research UK Manchester Institute (CRUK MI) | E00884 | Silicon Biosysytem DEPArray plattform DPA-0023050-01 | 12-13 | 2013-02-01 |  | Silicon Biosystems | To isolate circulating tumour cells from patient blood | PICR room RS79 | 1055691 | 2017-02-01 | Ged Brady | Ged Brady | 1 Good | 1 State of art | 1 Dedicated to particular experiment | 0 |  | 2E6 | 2. Process Equipment – Biological | E. Characterisation | 6. Analysers | AA11630 | 280000 | 35000
MHS | Cancer Research UK Manchester Institute (CRUK MI) | E00897 | ENTERPRISE SOLUTION DEFINIENS SERVER XD | 12-13 | 2013-06-01 |  | DEFINIENS | Image analysis software for the analysis of histology data | Paterson Building, Imaging IT room | 1092392 | 2017-06-01 | Steve Bagley | Steve Bagley | 1 Good | 1 State of art | 2 General purpose research | 0.1 |  | 3d7 | 3. Materials Characterisation | D. Optical Microscopy | 7. Fluorescence | AA11629 | 142336.2 | 29653.375
MHS | Cancer Research UK Manchester Institute (CRUK MI) | E00915 | 12 channel cytometry system | 12-13 | 2013-07-01 |  | Amnis | a imaging flow cytometry analysis system which allows high content screening of non-adherant cells | Paterson Building, RB | 1092393 | 2017-07-01 | Steve Bagley | Steve Bagley | 1 Good | 1 State of art | 2 General purpose research | 0.1 | [5 empty] | AA11630 | 379983 | 87079.4375
MHS | Cancer Research UK Manchester Institute (CRUK MI) | E00927 | Vectra 2 Intelligent Slide Analysis Syst | 13-14 | 2013-07-01 |  | PerkinElmer | a spectrophotometric slide imaging system for immuno-histochemistry and fluorescence basedvisualisation and analysis | Paterson Building, RB112 | 1134491 | 2017-07-01 | Steve Bagley | Steve Bagley | 1 Good | 1 State of art | 2 General purpose research | 0.8 | yes http://www.paterson.man.ac.uk/Research/groups.aspx?id=18 | 3d3 | 3. Materials Characterisation | D. Optical Microscopy | 3. Transmission | AA11629 | 312179 | 71541.0208
MHS | Cancer Research UK Manchester Institute (CRUK MI) | E00930 | Biomark HD | 13-14 | 2013-09-01 |  | Fluidigm | RNA expression profiling | MBCF, PICR | 1142960 | 2017-09-01 | Stuart Pepper | Stuart Pepper | 1 Good | 1 State of art | 2 General purpose research | 0.5 | Molecular Biology Core Facility http://www.paterson.man.ac.uk/Research/groups.aspx?id=26 | 4f2 | 4. Sample Measurement/Analysis | F. Proteins/Nucleic Acids | 2. PCR | AA11629 | 169934.79 | 46024.0056
MHS | Cancer Research UK Manchester Institute (CRUK MI) | E00932 | BD Sup Aria III (Flow Cytometry Analyser and Sorter) | 13-14 | 2013-10-01 |  | BD Biosciences | special order flow cytometer for the sorting of cells into discrete populations under a class II environment | Paterson Institute - Room RG112 | 1162147 | 2017-10-01 | Jeff Barry | Steve Bagley | 1 Good | 1 State of art | 2 General purpose research | 0.5 | Imaging & flow cytometry http://www.paterson.man.ac.uk/Research/groups.aspx?id=18 | 3C6 | 3. Materials Characterisation | C. Imaging | 6. Optical | AA11629 | 502773.01 | 146642.1279
MHS | Cancer Research UK Manchester Institute (CRUK MI) | E00938 | Bravo automated fluidic platform | 13-14 | 2013-09-01 |  | Agilent | Automates sample preparation for molecular biology applications | PICR, RG4 | 1144592 | 2017-09-01 | Stuart Pepper | Stuart Pepper | 1 Good | 1 State of art | 2 General purpose research | 0.5 | MBCF http://www.paterson.man.ac.uk/Research/groups.aspx?id=26 | 6D1 | 6. Infrastructure | D. Laboratory | 1. Fluids | AA11629 | 80000 | 21666.6667
MHS | Cancer Research UK Manchester Institute (CRUK MI) | E00940 | Leica Multiphoton gatedSTED Microscope | 13-14 | 2013-09-01 |  | Leica Microsystems | A confocal, multi-photon and gated Stimulated Emission Depletion (gSTED) microscope on an inverted microscope. The gated Stimulated Emission Depletion (gSTED) microscope was installed with the aim of achieving greater resolution and clarity. Under gSTED illumination a resolution of less that 30nm can be attained thus it is possible to visualise biology at the molecular level. | Advanced Imaging Facility, room to be confirmed | 1055387-Canx / V#1961386 | 2016-09-01 | Steve Bagley | Steve Bagley | 1 Good | 1 State of art | 2 General purpose research | 0.1 |  | 4e5 | 4. Sample Measurement/Analysis | E. Optical | 5. High Resolution Imaging | R112021 | 41046 | 1140.1667
MHS | Cancer Research UK Manchester Institute (CRUK MI) | E00940 | Leica Multiphoton gatedSTED Microscope |  |  |  |  | A confocal, multi-photon and gated Stimulated Emission Depletion (gSTED) microscope on an inverted microscope. The gated Stimulated Emission Depletion (gSTED) microscope was installed with the aim of achieving greater resolution and clarity. Under gSTED illumination a resolution of less that 30nm can be attained thus it is possible to visualise biology at the molecular level. | Paterson Building, RG105 | 1055387-Canx / V#1961386 | 2016-09-01 18:00 | Steve Bagley | Steve Bagley | 1 Good | 1 State of art | 2 General purpose research | 0.1 |  | 4e5 | 4. Sample Measurement/Analysis | E. Optical | 5. High Resolution Imaging | AA08371 | 654415 | 18178.1944
MHS | Cancer Research UK Manchester Institute (CRUK MI) | E00949 | Thermo Scientific Cellomics Orbitor Robot | 13-14 | 2013-12-01 |  | Thermo | To increase the throughput of pre-existing equipment | Paterson Building FACS room | 1183001 | 2017-12-01 | Kang Zeng | Steve Bagley | 1 Good | 1 State of art | 1 Dedicated to particular experiment | 0.5 | yes http://www.cruk.manchester.ac.uk/Research/groups.aspx?id=18 | 3d7 | 3. Materials Characterisation | D. Optical Microscopy | 7. Fluorescence | AA11629 | 41848 | 13949.3333
MHS | Cancer Research UK Manchester Institute (CRUK MI) | E00969 | HPC system | 13-14 | 2014-07-01 |  | Fujitsu | Complete system for high performance computing support. | Paterson Building, RG15 server room | 1213199 | 2018-07-01 | Wei Xing | Crispin Miller | 1 Good | 1 State of art | 1 Dedicated to particular experiment | 0 |  | 6a1 | 6. Infrastructure | A. IT | 1. Server | AA11629 | 354102.81 | 169674.2631
MHS | Cancer Research UK Manchester Institute (CRUK MI) | E00971 | Optima MAX-XP Benchtop Ultracentrifuge | 13-14 | 2014-03-01 |  | Beckman | High speed centriguge to evaluate fractionation of single CTCs and the cell free components present of cancer patient blood | Paterson Building, RS79 | 1217846 | 2018-03-01 | Ged Brady | Ged Brady | 1 Good | 1 State of art | 1 Dedicated to particular experiment | 0 |  | 2b1 | 2. Process Equipment – Biological | B. Centrifuge | 1. Ultracentrifuges | AA11629 | 59656.52 | 23614.0392
MHS | Cancer Research UK Manchester Institute (CRUK MI) | E00975 | C1 SINGLE CELL AUTO PREP SYSTEM | 13-14 | 2014-05-01 |  | Fluidigm | RNA expression profiling | Paterson Building, RG1 | 1230776 | 2018-05-01 | Stuart Pepper | Stuart Pepper | 1 Good | 1 State of art | 2 General purpose research | 0 | Molecular Biology Core Facility | 4f2 | 4. Sample Measurement/Analysis | F. Proteins/Nucleic Acids | 2. PCR | AA11629 | 105741 | 46261.6875
MHS | Cancer Research UK Manchester Institute (CRUK MI) | E00985 | TapeStation | 13-14 | 2014-07-01 |  | Agilent | Nucleic acid electrophoresis | Paterson Building, RG3 | 1255680 & V#2285729 & 2285224 | 2018-07-01 | Stuart Pepper | Stuart Pepper | 1 Good | 2 Good | 2 General purpose research | 0 | Molecular Biology Core Facility | 4F4 | 4. Sample Measurement/Analysis | F. Proteins/Nucleic Acids | 4. Electrophoresis | AA11629 | 26200.84 | 12554.5692
MHS | Cancer Research UK Manchester Institute (CRUK MI) | E00988 | Bond RX IHC platform | 13-14 | 2014-05-01 |  | Leica | automated immunohistochemistry platform | Paterson Building, Histology lab | 1255677 | 2018-05-01 | Garry Ashton | Garry Ashton | 1 Good | 1 State of art | 2 General purpose research | 0 | Histology Core Facility | 2C4 | 2. Process Equipment – Biological | C. Tissue Processing | 4. Immunostainer | AA11629 | 92775.28 | 40589.185
MHS | Cancer Research UK Manchester Institute (CRUK MI) | E00989 | Ventana Discovery ULTRA System | 13-14 | 2014-08-01 |  | Roche (Ventana) | Enhanced multiplexing and immunofluorescence | Paterson Building Histology Lab | 1233869 | 2018-08-01 | Garry Ashton | Garry Ashton | 1 Good | 1 State of art | 1 Dedicated to particular experiment | 0 | yes http://www.cruk.manchester.ac.uk/Research/groups.aspx?id=18 | 2C4 | 2. Process Equipment – Biological | C. Tissue Processing | 4. Immunostainer | AA11629 | 60000 | 30000
MHS | Cancer Research UK Manchester Institute (CRUK MI) | E00993 | PyroMark Q24 | 13-14 | 2014-06-01 |  | Qiagen | Pyrosequencing | Paterson Building, RG3 | 1247211 | 2018-06-01 | Stuart Pepper | Stuart Pepper | 1 Good | 1 State of art | 2 General purpose research | 0 | Molecular Biology Core Facility | 4f3 | 4. Sample Measurement/Analysis | F. Proteins/Nucleic Acids | 3. Sequencers | AA11629 | 33322.25 | 15272.6979
MHS | Cancer Research UK Manchester Institute (CRUK MI) | E00997 | NextSeq 500 | 13-14 | 2014-07-01 |  | Illumina | Next Generation Sequencing | Paterson Building, RG3 | 1247896(Jnl#3219)24 | 2018-07-01 | Stuart Pepper | Stuart Pepper | 1 Good | 1 State of art | 2 General purpose research | 0 | Molecular Biology Core Facility | 4f3 | 4. Sample Measurement/Analysis | F. Proteins/Nucleic Acids | 3. Sequencers | AA11629 | 159124.85 | 76247.324
MHS | Cancer Research UK Manchester Institute (CRUK MI) | E01001 | Echo Platform | 14-15 | 2015-03-01 |  | Labcyte | Acoustic dispensing | MBCF, Paterson Building | 1283493 | 2018-03-01 | Stuart Pepper | Stuart Pepper | 1 Good | 1 State of art | 2 General purpose research | 0 | Molecular Biology Core Facility http://www.paterson.man.ac.uk/Research/groups.aspx?id=26 | 1h1 | 1. Process Equipment – Physical | H. Sample Manipulation | 1. Robot | AA11629 | 422190.25 | 222822.6319
MHS | Cancer Research UK Manchester Institute (CRUK MI) | E01014 | Phenix | 14-15 | 2014-12-01 |  | PerkinElmer | high content rapid confocal scanning equipment for fundamental and translational research | Paterson Building, RG105a | 1299210 | 2018-12-01 | Steve Bagley | Steve Bagley | 1 Good | 1 State of art | 2 General purpose research | 0.5 | Imaging and Cytometry Facility | 4e5 | 4. Sample Measurement/Analysis | E. Optical | 5. High Resolution Imaging | AA11629 | 602473 | 351442.5833
MHS | Cancer Research UK Manchester Institute (CRUK MI) | E01017 | Xtrahl X-ray system | 14-15 | 2014-11-01 |  | Xstrahl | Xray source | BRU, Paterson Building | 1281685 | 2015-04-01 | Donald allan | Stuart Pepper | 1 Good | 1 State of art | 2 General purpose research | 0 | Molecular Biology Core Facility http://www.paterson.man.ac.uk/Research/groups.aspx?id=26 | 3A6 | 3. Materials Characterisation | A. Spectroscopy | 6. X-ray Photoemission | AA11629 | 0 | 0
MHS | Cancer Research UK Manchester Institute (CRUK MI) | E01025 | Photoacoustic Imaging System | 14-15 | 2015-02-01 |  | VisualSonics | an ultrasound and laser based system for in vivo imaging | Paterson Building, Procedure room 6 | 1326906 | 2019-02-01 | Steve Bagley | Stuart Pepper | 1 Good | 1 State of art | 2 General purpose research | 0 | Yes, embedded in Biological Resources Unit | 3c5 | 3. Materials Characterisation | C. Imaging | 5. In Vivo Fluorescence | AA11629 | 334102.3 | 208813.9375
MHS | Cancer Research UK Manchester Institute (CRUK MI) | E01028 | Xtreme 4MP | 14-15 | 2015-02-01 |  | Amnis | a photon based in vivo imaging system with x-ray capabilities | Paterson Building, Procedure room 6 | 1332095 | 2019-02-01 | Steve Bagley | Stuart Pepper | 1 Good | 1 State of art | 2 General purpose research | 0 | Yes, embedded in Biological Resources Unit | 3c5 | 3. Materials Characterisation | C. Imaging | 5. In Vivo Fluorescence | AA11629 | 200000 | 125000
MHS | Cancer Research UK Manchester Institute (CRUK MI) | E01038 | Fusion | 14-15 | 2015-01-01 |  | ThermoFisher Scientific | Analysis of protein mixtures | Mass Spec Lab, CRUK Manchester Institute, Paterson Building | 1343939 | 2019-01-01 | Duncan Smith | Stuart Pepper | 1 Good | 1 State of art | 2 General purpose research | 0 | Yes, Mass Spec core: http://www.cruk.manchester.ac.uk/Research/Services-Technology/Biological-Mass-Spectrometry/Home |  |  |  |  | AA11629 | 851341.25 | 514352.0052
MHS | Cancer Research UK Manchester Institute (CRUK MI) | E01039 | 6600 | 14-15 | 2015-01-01 |  | AB Sciex | Analysis of protein mixtures | Mass Spec Lab, CRUK Manchester Institute, Paterson Building | 1343940 | 2019-01-01 | Duncan Smith | Stuart Pepper | 1 Good | 1 State of art | 2 General purpose research | 0 | Yes, Mass Spec core: http://www.cruk.manchester.ac.uk/Research/Services-Technology/Biological-Mass-Spectrometry/Home |  |  |  |  | AA11629 | 342763 | 207085.9792
MHS | Cancer Research UK Manchester Institute (CRUK MI) | E01049 | 6600 - CLEARCELL FX1 SYSTEM | 14-15 | 2015-01-01 |  | Clearbridge Biomedics | Single cell isolation and analysis | CEP group, CRUK Manchester Institute, Paterson Building | 1351756 | 2015-04-01 | Jon Tugwood | Stuart Pepper | 1 Good | 1 State of art | 2 General purpose research | 0 | no | 2E6 | 2. Process Equipment – Biological | E. Characterisation | 6. Analysers | AA11629 | 0 | 0
MHS | Cancer Research UK Manchester Institute (CRUK MI) | E01050 | 6600 - APOSTREAM CIRCULATING RARE CELL ISOLATION SYSTEM | 14-15 | 2015-07-01 |  | ApoCell | Enrichment of 'rare' cells from blood samples | Room RF112, CEP group, CRUK Manchester Institute, Paterson Building | 1351757 | 2016-01-01 | Jon Tugwood | Stuart Pepper | 1 Good | 1 State of art | 2 General purpose research | 0 | no | 2E6 | 2. Process Equipment – Biological | E. Characterisation | 6. Analysers | AA11629 | 0 | 0
MHS | Cancer Research UK Manchester Institute (CRUK MI) | E01062 | High Performance Computing cluster | 14-15 | 2015-03-01 |  | IBM | Provides high performance computing support | Scientific Computing, CRUK Manchester Institute, Paterson Building | 1345333 | 2019-03-01 | Wei Xing | Stuart Pepper | 1 Good | 1 State of art | 2 General purpose research | 0 | http://www.cruk.manchester.ac.uk/Research/Services-Technology/Scientific-Computing-Team/Home | 6A2 | 6. Infrastructure | A. IT | 2. Storage | AA11629 | 831033.42 | 536709.0837
MHS | Cancer Research UK Manchester Institute (CRUK MI) | E01067 | Silicon Biosystems DEP array single capture | 14-15 | 2015-11-01 |  | Silicon Biosystems | Single capture | 2nd Floor, Paterson Building, Room RS79 | 1385657(jnl#375753) | 2018-11-01 | Stuart Pepper | Ged Brady | 1 Good | 1 State of art | 1. Dedicated to a particular experiment | 0 | no | 2c1 | 2. Process Equipment – Biological | C. Tissue Processing | 1. Tissue Processor | AA11629 | 349966.28 | 262474.71
MHS | Cancer Research UK Manchester Institute (CRUK MI) | R0907 | Leica Multi-Photon Confocal TCS SP8 MP CSU | 13-14 | 2013-07-01 |  | Leica Microsystems | 3D imaging of fluorecence and second harmonic imaging of thick tissue sections | Paterson Building, RG105 | 1127370 | 2018-07-01 06:00 | Steve Bagley | Steve Bagley | 1 Good | 1 State of art | 2 General purpose research | 0.5 | Advanced Imaging and Flow Cytometry Facility http://www.paterson.man.ac.uk/Research/groups.aspx?id=18 | 3D2 | 3. Materials Characterisation | D. Optical Microscopy | 2. Near Field | R112021 | 398610.5 | 152800.6917
MHS | Cancer Research UK Manchester Institute (CRUK MI) | R0912 | Multihead microscope | 13-14 | 2013-07-01 |  | Leica Microsystems | Allows multiple people to view tissue sections for histology analysis | Mol Onc Darkroom, RS76 | 1124216 | 2017-07-01 | Steve Bagley | Stuart Pepper | 1 Good | 1 State of art | 1 Dedicated to particular experiment | 0 | no | 4H4 | 4. Sample Measurement/Analysis | H. Acoustic | 4. Microscope | R115766 | 35400.57 | 8112.6306
MHS | Cancer Research UK Manchester Institute (CRUK MI) | R0923 | Incucyte Zoom | 13-14 | 2013-11-01 |  | Essen Bioscience | live cell imaging and growth monitoring | Paterson Building, RG37 | 1165749 | 2014-03-31 | Gemma Hopkins | Ian Waddell | 1 Good | 1 State of art | 1 Dedicated to particular experiment | 0 | no | 3D6 | 3. Materials Characterisation | D. Optical Microscopy | 6. Live Cell | R110235 | 73448.9 | 0
MHS | Cancer Research UK Manchester Institute (CRUK MI) | R0932 | Class II cabinet | 13-14 | 2013-12-01 |  | CAS | increase the saftey to the operators of the equipment | FACS room | 1193831 | 2017-12-01 | Jeff Barry | Steve Bagley | 1 Good | 1 State of art | 1 Dedicated to particular experiment | 0.5 | yes http://www.cruk.manchester.ac.uk/Research/groups.aspx?id=18 | 6d3 | 6. Infrastructure | D. Laboratory | 3. Controlled Environment | AA11629 | 27995 | 9331.6667
MHS | Cancer Research UK Manchester Institute (CRUK MI) | R0935 | Q Exactive Mass Spectrometer | 13-14 | 2014-03-01 |  | Thermo Fisher Scientific | Q Exactive Plus System | Paterson Building, Mass Spec room | 1195973 | 2017-03-01 18:00 | Claus Jorgensen | Claus Jorgensen | 1 Good | 1 State of art | 2 General purpose research | 0 | no | 3b3 | 3. Materials Characterisation | B. Spectrometry | 3. Mass Spectrometry | R112021 | 516342.64 | 100399.9578
MHS | Cancer Research UK Manchester Institute (CRUK MI) | R1083 | Catalyst network equipment | 14-15 | 2016-06-01 |  | ITSourced | Catalyst network equipment | Ground Floor - IT Office - Paterson Building | 1384475 | 2019-06-01 | Steve Royle | Stuart Pepper | 1 Good | 1 State of art | 1 Dedicated to particular experiment | 0 | Part of IT network in Paterson Building | 6A8 | 6. Infrastructure | A. IT | 8. Distributed System | R112021 | 82760.5 | 78162.6944
MHS | Cancer Research UK Manchester Institute (CRUK MI) | R1083 | Catalyst network equipment | [19 empty] | R118416 | 86610.5 | 81798.8056
MHS | Cancer Research UK Manchester Institute (CRUK MI) | E01070 | Eppendorf F570h GREEN HYDROCARBON UPRIGHT -86 FREEZER | 14-15 | 2015-05-01 |  | Eppendorf | Eppendorf F570h GREEN HYDROCARBON UPRIGHT -86 FREEZER | Lab 14, K Kendall Labs, CRUK Manchester Institute, Paterson Building | 1379695 | 2019-05-01 | Stuart Pepper | Stuart Pepper | 1 Good | 1 State of art | 2. General purpose research | 0 | no | N/A - doesn't fit into category | n/a | n/a | n/a | AA11629 | 121053.32 | 83224.1575
MHS | Cancer Research UK Manchester Institute (CRUK MI) | E01072 | AERO80 cage racks | 14-15 | 2015-05-01 |  | Tecniplast | Cages for mice | Transgenic Facility, Incubator Building | 1385492 | 2018-05-01 | Kim Acton | Stuart Pepper | 1 Good | 1 State of art | 2 General purpose research | 0 | CRUK MI Biological Resources Unit | 6d3 | 6. Infrastructure | D. Laboratory | 3. Controlled Environment | AA08371 | 253963.04 | 148145.1067
MHS | Cancer Research UK Manchester Institute (CRUK MI) | E01078 | Ventana Discovery Ultra | 14-15 | 2015-06-01 |  | Roche | Automated slide processing | Paterson Building, Histology lab | 1382738 | 2019-06-01 | Garry Ashton | Garry Ashton | 1 Good | 1 State of art | 2 General purpose research | 0 | Histology Core Facility | 2C4 | 2. Process Equipment – Biological | C. Tissue Processing | 4. Immunostainer | AA11629 | 50000 | 35416.6667
MHS | Cancer Research UK Manchester Institute (CRUK MI) | E01094 | BIOSYSTEM 40 LN2 REFRIGERATOR | 15-16 | 2015-12-18 |  | BioSystem | Refrigerator | MCRC Building, room 1.112 | 1385572 | 2018-12-01 | Stuart Pepper | Stuart Pepper | 1 Good | 1 State of art | 2 General purpose research | 0 | no | 6D5 | 6. Infrastructure | D. Laboratory | 5. Controlled Environment Storage | WA00710 | 52686.85 | 40978.6611
MHS | Cancer Research UK Manchester Institute (CRUK MI) | E01100 | NovoCyte 3000 Benchtop FACS analyser | 15-16 | 2016-01-04 |  | NovoCyte | FACS analyser | MCRC Building, room 1.112 | 1473486 | 2019-01-01 | MCRC Building, room 1.112 | Stuart Pepper | 1 Good | 1 State of art | 2 General purpose research | 0 | no | 4G5 | 4. Sample Measurement/Analysis | G. Bio-Medical | 5. Cells | AA09637 | 60050 | 48373.6111
MHS | Cancer Sciences | E00891 | Odyssey Sa Infrared Imaging System | 13-14 | 2013-03-01 |  | Licor | 9260-11 Odyssey Sa Infrared Imaging System | the Cell Biology laboratory, 5/f St Marys (L.5.CT.309) | 1080815 | 2017-03-01 | Paul Townsend | Paul Townsend | 1 Good | 1 State of art | 2 General purpose research | 0.1 | [5 empty] | FB00181 | 26800 | 3908.3333
MHS | Cancer Sciences | E00990 | Microscope - Olympus IX73 Imaging System | 13-14 | 2014-02-01 |  | Olympus | inverted fluorescence cell imaging | St. Mary's Hospital, Floor 5, L.5.CT.309 | 1200348 | 2018-02-01 | Berna Sayan | Berna Sayan | 1 Good | 1 State of art | 1 Dedicated to particular experiment |  |  | 3d7 | 3. Materials Characterisation | D. Optical Microscopy | 7. Fluorescence | AA07542 | 35130.45 | 13173.9187
MHS | cancer studies | R0906 | Peggy Protein Simple Western system | 12-13 | 2013-06-01 |  | ProteinSimple | Protein expression quantification on minimal amount of material, especially clinical materials. | S22, Wolfson Molecular Imaging Centre | voucher#1861681 | 2018-06-01 06:00 | Andrew Pierce and Mark Aspinall O'Dea | Tony Whetton | 1 Good | 1 State of art | 1 Dedicated to particular experiment | 0 | no | 4F4 | 4. Sample Measurement/Analysis | F. Proteins/Nucleic Acids | 4. Electrophoresis | R116038 | 72301.83 | 26510.671
MHS | Cardiovascular Sciences | E00929 | Dynamic retinal vessel analyser | 13-14 | 2013-11-01 |  | Imedos Systems | Images arteries and veins at the back of the eye | Wellcome Trust Clinical Research Facility (Ground floor, exercise lab) | 1158051 | 2014-11-01 06:00 | Adam Greenstein | Adam Greenstein | 1 Good | 1 State of art | 1 Dedicated to particular experiment | 0 | no | 3C6 | 3. Materials Characterisation | C. Imaging | 6. Optical | R116446 | 55762.99 | 0
MHS | Cardiovascular Sciences | E00929 | Dynamic retinal vessel analyser | [7 empty] | 2017-11-01 | Adam Greenstein | Adam Greenstein | 1 Good | 1 State of art | 1 Dedicated to particular experiment | 0 | no | 3C6 | 3. Materials Characterisation | C. Imaging | 6. Optical | AA07541 | 55763 | 17425.9375
MHS | Cardiovascular Sciences | E00945 | Upright spinning disc confocal microscope with FRAPP capacity | 13-14 | 2014-03-01 |  | Andor Microscopy Systems | Images calcium events in intact vascular tissues (endothelium and vascular smooth muscle) | Rm 3.06g, CTF | 1154306 | 2016-08-01 16:30 | Adam Greenstein | Adam Greenstein | 1 Good | 1 State of art | 1 Dedicated to particular experiment | 0 | no | 3d1 | 3. Materials Characterisation | D. Optical Microscopy | 1. Confocal | R116446 | 107960.5 | 0
MHS | Cardiovascular Sciences | E00945 | Upright spinning disc confocal microscope with FRAPP capacity | [7 empty] | 2018-03-01 | Adam Greenstein | Adam Greenstein | 1 Good | 1 State of art | 1 Dedicated to particular experiment | 0 | no | 3d1 | 3. Materials Characterisation | D. Optical Microscopy | 1. Confocal | AA07541 | 109643.5 | 43400.5521
MHS | Cardiovascular Sciences | R0889 | Zeiss 7 Live confocal microscope | 12-13 | 2013-04-01 |  | Carl Zeiss | High speed confocal imaging for live cell imaging | CTF 3.06j | 1055516 | 2017-04-01 | Andrew Trafford | Andrew Trafford | 1 Good | 1 State of art | 1 Dedicated to particular experiment | 0 |  | 3d1 | 3. Materials Characterisation | D. Optical Microscopy | 1. Confocal | R115564 | 162000 | 27000
MHS | Cardiovascular Sciences | R0909 | Andor Revolution XD confocal system | 13-14 | 2013-09-01 |  | Andor Technology PLC | Confocal laser microscope to measure intracellular calcium in cardiac sinoatrial node cells. | CTF, Rm 3.06h | 1141250 | 2016-06-25 | Louise Miller | Mark Boyett | 1 Good | 1 State of art | 1 Dedicated to particular experiment | 0 | n/a | 3d7 | 3. Materials Characterisation | D. Optical Microscopy | 7. Fluorescence | R116114 | 130031 | 0
MHS | Clinical and Lab Sciences | R0788 | Zeiss Hyrax C25 | 11-12 | 2012-07-01 |  | Zeiss | Hyrax C25 | 3rd Floor, Core Technology Facility | 836298 | 2014-07-01 12:00 | Halina Dobrzynski |  | 1 Good | 2 Good | 2 General purpose research | [6 empty] | R112309 | 0 | 0
MHS | Community Based Medicine | F0080 | Scan building | 07-08 | 2008-05-01 |  | 2 | Additions to Fixtures in Scan building for medicine to Apr 08 | University Place - Medicine |  | 2018-05-01 12:00 |  |  | Not Required | Not Required | Not Required | Not Required | [5 empty] | AA07951 | 190982.56 | 33421.948
MHS | Community Based Medicine | R0342 | Access grid node | 05-06 | 2006-08-01 06:00 |  |  | Access grid node | Liverpool University |  | 2009-08-01 | [5 empty] | 0 | [5 empty] | R011183 | 39936.12 | 0
MHS | Community Based Medicine | R0393 | Audio Visual Installation | 05-06 | 2006-08-01 06:00 |  |  | Audio Visual Installation at Stopford Building | Room G528A, Stopford |  | 2009-08-01 | [5 empty] | 0 | [5 empty] | R011183 | 37012.5 | 0
MHS | Community Based Medicine | R0395 | Impact Marcom Access Grid Node | 05-06 | 2006-08-01 06:00 |  |  | Impact Marcom Access Grid Node (NWDA grant portion due to UCLAN) | UCLAN |  | 2009-08-01 | [5 empty] | 0 | [5 empty] | R011183 | 37012.5 | 0
MHS | Community Based Medicine | R0466 | REAL TIME PCR SYSTEM TOWER | 07-08 | 2008-01-01 |  | Applied Biosystems | 7500 REAL TIME PCR SYSTEM TOWER | Room 2.019 AV Hill building | 183866 | 2011-01-01 18:00 | Sara Rollinson | Stuart Pickering Brown | 1 Good | 2 Good | 2 General purpose research | 0.8 |  | 4f2 | 4. Sample Measurement/Analysis | F. Proteins/Nucleic Acids | 2. PCR | R101765 | 25176.8 | 0
MHS | Community Based Medicine | R0510 | Fast real time Syst | 07-08 | 2008-11-01 |  |  | 4329001 7900HT Fast real time Syst and 384w block | Room 2.019 AV Hill building | 392140 | 2011-11-01 18:00 | Sara Rollinson | Sara Rollinson | 1 Good | 1 State of art | 2 General purpose research | 0.3 |  | 4f2 | 4. Sample Measurement/Analysis | F. Proteins/Nucleic Acids | 2. PCR | R106122 | 30108 | 0
MHS | Community Based Medicine | R0553 | BrainAmp DC 64 | 08-09 | 2009-04-01 |  | BrainAmp | BrainAmp DC 64 | Clinical sciences building Hope Hospital room C212 | 473488 | 2012-04-01 18:00 | Alex Jones | Alex Jones | 1 Good | 2 Good | 2 General purpose research | 0 | [5 empty] | R107393 | 51596.16 | 0
MHS | Community Based Medicine | R0838 | Optical Topography System | 11-12 | 2013-01-01 |  |  | Bespoke Near Infrared Spectroscopy (NIRS) Imaging | Stopford Building, G712. Second piece will be sent to Newcastle University for use with north-east patients | 990970 | 2016-01-01 18:00 | Ian Anderson |  | 1 Good | 2 Good | 1 Dedicated to particular experiment | 0 | [5 empty] | R114619 | 56450 | 0
MHS | Dentistry | E00001 | Scanner | 03-04 | 2005-08-01 |  | Konica Minolta | V1-901 3D Scanner | Coupland 3 G.030 |  | 2009-08-01 | Badri Thiruvenkatachari | Badri Thiruvenkatachari | 1 Good | 1 State of art | 3 Research and Teaching | 0 |  | 4D1 | 4. Sample Measurement/Analysis | D. Laser | 1. Characterisation | AF002 | 37316.7 | 0
MHS | Dentistry | E00018 | Skyscan X-ray Microtomography System | 03-04 | 2005-08-01 |  | Skyscan, Belgium | Skyscan X-ray Microtomography System | G. 048, Biomaterials Lab, Coupland III |  | 2009-08-01 | David Watts and Nick Silikas | David Watts | 2 Adequate | 3 Adequate | 2 General purpose research | 0.2 | Biomaterials Science Labshttp://www.materials.manchester.ac.uk/research/groups/biomaterials/ | 4e5 | 4. Sample Measurement/Analysis | E. Optical | 5. High Resolution Imaging | EA010 | 82350 | 0
MHS | Dentistry | E00671 | Phantom Heads | 07-08 | 2008-11-01 |  | Adec | Replacement of Phantom Heads and associated IT and Audio Visual Equipment. | Dental Hospital, 1st Floor, Clinical Skills classroom. | Dentistry | 2012-11-01 | Angela Summers | Ant Roberts | 1 Good | 2 Good | 3 Research and Teaching | 0.1 |  | 6d2 | 6. Infrastructure | D. Laboratory | 2. Medical | AA07818 | 454968.42 | 0
MHS | Dentistry | F0083 | Dental Hospital Lab | 07-08 | 2008-08-01 |  | 2 | Additions to Fixtures in Dental Hospital Lab | Dental Hospital |  | 2018-08-01 12:00 | not required |  | Not Required | Not Required | Not Required | Not Required | [5 empty] | WA00664 | 384159.63 | 76831.926
MHS | Dentistry | R0152 | QLF/Clinic system | 03-04 | 2006-08-01 06:00 |  | inspektor Research Systems | QLF/Clinic system | DHU, Science Park |  | 2009-08-01 | Iain Pretty | Iain Pretty | 1 Good | 3 Adequate | 1 Dedicated to particular experiment | 0 |  | 4G3 | 4. Sample Measurement/Analysis | G. Bio-Medical | 3. Dental | LE00114 | 56091.5 | 0
MHS | ICS - MCCM | E01037 | ISCUSflex Microdialysis Analyser | 14-15 | 2015-04-01 |  | mdialysis | Microdialysis anlalyser capable of measuring metabolites including glucose, lactate, glutamate and pryuvate | Manchester Centre for Cellular Metabolism. RS120. Paterson Building. ICS. | 1339711 | 2015-04-01 | MCCM - Michael Lisanti | MCCM - Michael Lisanti | 1 Good | 1 State of art | 2 General purpose research | 0.5 | Manchester Centre for Cellular Metabolism. MCCM core faciltiy |  |  |  |  | AA12494 | 0 | 0
MHS | Institute of Brain Behaviour & Mental Health | E01010 | Meso QuickPlex SQ120 | 14-15 | 2014-09-01 |  | Meso Scale Diagnostics LLC | Laboratory Experimental Equipment | Laboratory 2.019, Level 2, AV Hill Building | Jnl#329179 (PO1300517) | 2015-04-01 | Nigel Hooper | Nigel Hooper | 1 Good | 1 State of art | 1 Dedicated to particular experiment | 0.3 | no | 4e5 | 4. Sample Measurement/Analysis | E. Optical | 5. High Resolution Imaging | AA12798 | 0 | 0
MHS | Institute of Cancer Sciences | E00942 | BD Accuri™ C6 Flow Cytometer System | 13-14 | 2013-11-01 |  | BD Biosciences | flow cytometry | St. Mary's Hospital, Floor 5, L.5.CT.309 | 1180003 | 2017-11-01 | Berna Sayan |  | 1 Good | 1 State of art | 2 General purpose research |  |  | 2E4 | 2. Process Equipment – Biological | E. Characterisation | 4. Cell Counters | FB00181 | 4350 | 1359.375
MHS | Institute of Cancer Sciences | E00942 | BD Accuri™ C6 Flow Cytometer System | [19 empty] | FB00207 | 14350 | 4484.375
MHS | Institute of Cancer Sciences | E00942 | BD Accuri™ C6 Flow Cytometer System | [19 empty] | KA00073 | 10000 | 3125
MHS | Institute of Cancer Sciences | E00950 | AB SCIEX QTRAP 6500 - ACA/OMICS | 13-14 | 2014-02-01 |  | AB Sciex | The QTRAP 6500 is a mass spectrometer that is used for targeted, quantitative hypothesis-driven experimentation. | WMIC second floor S04/S05 | 1186549 | 2017-02-01 18:00 | Andrew Williamson and Robert Graham | Anthony Whetton | 1 Good | 1 State of art | 1 Dedicated to particular experiment |  | no | 3b3 | 3. Materials Characterisation | B. Spectrometry | 3. Mass Spectrometry | R116038 | 100000 | 16666.6667
MHS | Institute of Cancer Sciences | E00950 | AB SCIEX QTRAP 6500 - ACA/OMICS | [7 empty] | 2018-02-01 | Andrew Williamson and Robert Graham | Anthony Whetton | 1 Good | 1 State of art | 1 Dedicated to particular experiment |  | no | 3b3 | 3. Materials Characterisation | B. Spectrometry | 3. Mass Spectrometry | AA07542 | 24928.33 | 9348.1237
MHS | Institute of Cancer Sciences | E00950 | AB SCIEX QTRAP 6500 - ACA/OMICS | [19 empty] | AD00572 | 30771.67 | 11539.3762
MHS | Institute of Cancer Sciences | E01046 | upgrade 5600 mass spectrometer into AB SCIEX TripleTOF 6600 PKG - ACA/OMICS | 14-15 | 2015-02-09 |  | AB Sciex | upgrade 5600 mass spectrometer into AB SCIEX TripleTOF 6600 PKG - ACA/OMICS | WMIC, 2nd floor | Jnl#340111 (PO1345651) | 2018-02-01 | Andrew Williamson | Tony Whetton | 1 Good | 1 State of art | 2 General purpose research | 0 | Yes - SCALPL Group | 3b3 | 3. Materials Characterisation | B. Spectrometry | 3. Mass Spectrometry | AD06580 | 189526 | 94763
MHS | Institute of Cancer Sciences | E01077 | UltiMate 3000 Nano RSLC system | 14-15 | 2015-06-01 |  | Thermo Fisher Scientific | Physically separates complex biological mix of peptides before mass analysis by the 6600 mass spectrometer. | WMIC 2nd floor, Room S04/S05 | 1384161 | 2018-06-01 | Andrew Williamson | Anthony Whetton | 1 Good | 1 State of art | 1 Dedicated to particular experiment | 0 | no | 3l5 | 3. Materials Characterisation | L. Chemical Analysis | 5. Chromatography | AD06580 | 55291.59 | 33789.305
MHS | Institute of Cancer Sciences | E01099 | QuantStudio 12K Flex Real-Time PCR System (instrument and Array Card block) | 15-16 | 2015-12-01 |  | Life Technologies Ltd | Quantstudio 12k Flex | Academic Radiation Oncology Lab | 1492896 | 2018-12-01 | Rebecca Elliot | Catherine West | 1 Good | 1 State of art | 2 General purpose research | 0 | no | 4G5 | 4. Sample Measurement/Analysis | G. Bio-Medical | 5. Cells | AA07542 | 50732.38 | 39458.5178
MHS | Institute of Cancer Sciences | R1133 | IncuCyte ZOOM HD/2CLR System Bundle | 15-16 | 2016-03-02 |  | Essen BioScience Limited | IncuCyte ZOOM HD/2CLR System Bundle |  | 1518832 | 2019-03-01 | Samantha Littler | Stephen Taylor | [9 empty] | R119377 | 93920 | 80875.5556
MHS | Institute of Cancer Sciences | R1142 (a) | a) Mass Spectrometry - CPC (Clinical Proteomics Centre) | 15-16 | 2016-06-30 |  | Various |  |  | Jnl#395847 | 2019-06-01 | [11 empty] | R117900 | 6324840.57 | 5973460.5383
MHS | Institute of Cancer Sciences | R1142 (b) | b) Immunoassays - CPC (Clinical Proteomics Centre) | 15-16 | 2016-06-30 |  |  |  |  | Jnl#395847 | 2019-06-01 | [11 empty] | R117900 | 300525.64 | 283829.7711
MHS | Institute of Cancer Sciences | R1142 (c) | c) Sample Processing - CPC (Clinical Proteomics Centre) | 15-16 | 2016-06-30 |  |  |  |  | Jnl#395847 | 2019-06-01 | [11 empty] | R117900 | 1420197.4 | 1341297.5444
MHS | Institute of Cancer Sciences | R1142 (d) | d) Sample & Reagent Storage - CPC (Clinical Proteomics Centre) | 15-16 | 2016-06-30 |  |  |  |  | Jnl#395847 | 2019-06-01 | [11 empty] | R117900 | 66614 | 62913.2222
MHS | Institute of Cancer Sciences | R1142 (e) | e) IT & Informatics - CPC (Clinical Proteomics Centre) | 15-16 | 2016-06-30 |  |  |  |  | Jnl#395847 | 2019-06-01 | [11 empty] | AD06580 | 27526.59 | 25997.335
MHS | Institute of Cancer Sciences | R1142 (e) | e) IT & Informatics - CPC (Clinical Proteomics Centre) | [19 empty] | R117900 | 1332996.06 | 1258940.7233
MHS | Institute of Cancer Sciences | R1142 (f) | f) IT & Inf eLab - CPC (Clinical Proteomics Centre) | 15-16 | 2016-06-30 |  |  |  |  | Jnl#395847 | 2019-06-01 | [11 empty] | R117900 | 129899.87 | 122683.2106
MHS | Institute of Cancer Sciences | R1142 (g) | g) Estates / Enabling Works - CPC (Clinical Proteomics Centre) | 15-16 | 2016-06-30 |  |  |  |  | Jnl#395847 | 2019-06-01 | [11 empty] | R117900 | 3090600.43 | 2918900.4061
MHS | Institute of Cancer Sciences | E00880 | SARRP System | 12-13 | 2013-02-01 |  | Xstrahl Ltd | Xstrahl Small Animal Radiation Resaerch Platform (SARRP) for image guided microirradiation | Room S15, Wolfson Molecular Imaging Centre | 1008315 | 2017-02-01 | Kaye Williams | Ian Bruce | 1 Good | 1 State of art | 2 General purpose research | 0.5 |  | 2C6 | 2. Process Equipment – Biological | C. Tissue Processing | 6. Cell Disruptor | AA11073 | 250000 | 31250
MHS | Institute of Cardiovascular Sciences | R0944 | Illumina MiSeq | 13-14 | 2014-01-01 |  |  | Genetic Sequencing | Manchester Centre for Genomic Medicine, top floor St Mary's Hospital | 1197184 | 2017-01-01 | Bernard Keavney | Bernard Keavney | 1 Good | 1 State of art | 2 General purpose research | 0.1 |  | 4f3 | 4. Sample Measurement/Analysis | F. Proteins/Nucleic Acids | 3. Sequencers | R116041 | 65959 | 9160.9722
MHS | Institute of Cardiovascular Sciences | E01114 | Nikon N-Storm4 Super resolution imaging system | 15-16 | 2016-05-15 |  | Nikon Uk Limited | Super resolution microscope system enabling imaging of live cells with nanoscale resolution. | 3rd floor, room 3.21e | 1480070 | 2019-05-15 | Andrew Trafford | Andrew Trafford |  |  |  | 0 | [5 empty] | AA14079 | 264961.57 | 242881.4392
MHS | Institute of Cardiovascular Sciences | E01114 | Nikon N-Storm4 Super resolution imaging system |  |  |  |  | Nikon N-Storm4 Super resolution imaging system and service contract | 3rd floor, room 3.21e | 1480070 | 2019-05-15 | Andrew Trafford | Andrew Trafford | [9 empty] | R118640 | 264961.56 | 242881.43
MHS | Institute of Human Development | E01042 | Luminex 200 & 3.1 xPonent system | 14-15 | 2015-01-27 |  | Luminex | Luminex 200 & 3.1 xPonent system | Breakthrough Labs, 2nd Floor, Paterson Building | 1339886 | 2018-01-01 | Priti Kalra | Michael Lisanti | 1 Good | 1 State of art | 2. General purpose research | 0.3 | MCCM Core Facility |  |  |  |  | AA12494 | 75156.14 | 35490.3994
MHS | Institute of Human Development | E01061 | a) C1 Single-Cell Auto Prep System | 14-15 | 2015-04-01 |  | Fluidigm Europe B.V. | Automatic preparation system for the isolation and preparation of individual cells for genomic analysis applications | Michael Smith B.4072 initially, then AV Hill D.G.010 | 1372937/1481926/1481944 | 2018-04-01 | Andy Hayes | Cay Kielty | 1 Good | 1 State of art | 1 Dedicated to particular experiment | 0 | Yes. Single Cell Research Centre (SCRC) | 4G5 | 4. Sample Measurement/Analysis | G. Bio-Medical | 5. Cells | R117914 | 228972.16 | 127206.7556
MHS | Institute of Human Development | E01061 | b) Controller HX (Fluidigm) (this is part of the (a) above) | 15-16 | 2016-01-31 |  | Fluidigm Europe B.V. | Automatic preparation system for the isolation and preparation of individual cells for genomic analysis applications | Michael Smith B.4072 initially, then AV Hill D.G.010 | 1500920/1508926 | 2019-01-01 | Andy Hayes | Cay Kielty | 1 Good | 1 State of art | 1 Dedicated to particular experiment | 0 | Yes. Single Cell Research Centre (SCRC) | 4G5 | 4. Sample Measurement/Analysis | G. Bio-Medical | 5. Cells | R117914 | 56463.28 | 45484.3089
MHS | Institute of Human Development | E01061 | b) Controller HX (Fluidigm) (this is part of the (a) above) | [19 empty] | R116384 | 18026 | 14520.9444
MHS | Institute of Human Development | E01061 | b) Controller HX (Fluidigm) (this is part of the (a) above) |  |  |  |  | 2 x Biosystem 40 Automatic Refridgerators w/ Statebourne Cryostors | Michael Smith B.4072 initially, then AV Hill D.G.010 | 1500920/1508926 | 2019-01-01 | Andy Hayes | Cay Kielty | 1 Good | 1 State of art | 1 Dedicated to particular experiment | 0 | Yes. Single Cell Research Centre (SCRC) | 4G5 | 4. Sample Measurement/Analysis | G. Bio-Medical | 5. Cells | R116511 | 35357.72 | 28482.6078
MHS | Institute of Human Development | E01080 | QX200 Auto DG Droplet Digital PCR System | 14-15 | 2015-07-01 |  | BioRad | QX200 Auto DG Droplet Digital PCR System | 6th Floor St Mary's Hospital | 1412523 | 2018-07-01 | James O'Sullivan | Bill Newman | 1 Good | 1 State of art | 1 Dedicated to particular experiment | 0 | Manchester Centre for Clinical Genomics Lab | 4f2 | 4. Sample Measurement/Analysis | F. Proteins/Nucleic Acids | 2. PCR | AA14077 | 89095 | 56921.8056
MHS | Institute of Human Development | R1100 | NextSeq500 | 15-16 | 2015-08-01 |  | Illumina | DNA sequencing | Paterson Building, RS79 | 1407131/1447608 | 2018-08-01 | Ged Brady | Ged Brady | 1 Good | 1 State of art | 2 General purpose research | 0 | no | 4f3 | 4. Sample Measurement/Analysis | F. Proteins/Nucleic Acids | 3. Sequencers | R117914 | 230895.62 | 153930.4133
MHS | Institute of Human Development | R1105 | 3 Andor cameras - Back illuminated 512x512 EMCCD, Back illuminated 512x512 EMCCD (ex demo), Back illuminated 128x128 EMCCD, PCI Express controller card & cable. | 15-16 | 2015-09-17 |  | Zeiss | 3 Andor cameras - Back illuminated 512x512 EMCCD, Back illuminated 512x512 EMCCD (ex demo), Back illuminated 128x128 EMCCD, PCI Express controller card & cable. | B3202, Michael Smith building | 1413743 | 2018-09-01 | Dr David Spiller | Prof Michael White | 1 Good | 1 State of art | 2 General purpose research | 0 | Single Cell Facility - Systems Microscopy Centre (http://www.systemsmicroscopycentre.ls.manchester.ac.uk/) | 4e5 | 4. Sample Measurement/Analysis | E. Optical | 5. High Resolution Imaging | R117914 | 50000 | 34722.2222
MHS | Institute of Human Development | R1106 | AxioObserver A1 and a reconditioned AxioOberver D1 to upgrade an Axiovert 100. | 15-16 | 2015-09-11 |  | Zeiss | AxioObserver A1 for luminescence and a reconditioned AxioOberver D1 to upgrade an Axiovert 100 to Luminescence. | B3202, Michael Smith building | 1412583 | 2018-09-01 | Dr David Spiller | Prof Michael White | 1 Good | 1 State of art | 2 General purpose research | 0 | Single Cell Facility - Systems Microscopy Centre (http://www.systemsmicroscopycentre.ls.manchester.ac.uk/) | 4e5 | 4. Sample Measurement/Analysis | E. Optical | 5. High Resolution Imaging | R117914 | 96915 | 67302.0833
MHS | Institute of Human Development | R1107 | Lightsheet z1 | 15-16 | 2015-09-11 |  | Zeiss | Uses light sheet (SPIM) technology for 4D illumination of cells and tissues | Smith Building, Room B.3088 | 1403372 | 2018-09-01 | Dr David Spiller | David Ray | 1 Good | 1 State of art | 2 General purpose research | 0 | Single Cell Facility - Systems Microscopy Centre (http://www.systemsmicroscopycentre.ls.manchester.ac.uk/) | 4e5 | 4. Sample Measurement/Analysis | E. Optical | 5. High Resolution Imaging | R117914 | 466000 | 323611.1111
MHS | Institute of Human Development | R1108 | a) Confocal microscope | 15-16 | 2015-10-20 |  | Zeiss | Microscopy | B3202, Michael Smith building | 1397848 | 2018-10-01 | Dr David Spiller | Prof Michael White | 1 Good | 1 State of art | 2 General purpose research | 0 | Single Cell Facility - Systems Microscopy Centre (http://www.systemsmicroscopycentre.ls.manchester.ac.uk/) | 4e5 | 4. Sample Measurement/Analysis | E. Optical | 5. High Resolution Imaging | R117914 | 406556.42 | 293624.0811
MHS | Institute of Human Development | R1108 | b) Confocal Microscope - Inverted Microscope | 15-16 | 2015-10-20 |  | Zeiss | Microscopy | B3202, Michael Smith building | 1397848 | 2018-10-01 | Dr David Spiller | Prof Michael White | 1 Good | 1 State of art | 2 General purpose research | 0 | Single Cell Facility - Systems Microscopy Centre (http://www.systemsmicroscopycentre.ls.manchester.ac.uk/) | 4e5 | 4. Sample Measurement/Analysis | E. Optical | 5. High Resolution Imaging | R117914 | 101000 | 72944.4444
MHS | Institute of Human Development | E01093 | Echo MRI-900 Whole Body Magnetic Analyser | 15-16 | 2015-11-17 |  | Zinsser Analytic UK Ltd | Analyzers deliver precise body composition measurements of fat, lean, free water, and total water masses in live animals | Biological services facility (BSF), Stopford Building | 1439081 | 2018-11-01 | BSF | David Bechtold | 1 Good | 1 State of art | 2. General purpose research | 0.3 | BSF | 3c1 | 3. Materials Characterisation | C. Imaging | 1. Magnetic Resonance | AA11081 | 78256 | 58692
MHS | Institute of Human Development | R1110 | Mai Tai system (MP laser) | 15-16 | 2015-10-01 |  | Newport Spectra-Physics Ltd. | Laser, chiller, rack kit and control software. | B3202, Michael Smith building | 1420137/1436683 | 2018-10-01 | Dr David Spiller | David Ray | 1 Good | 1 State of art | 1 Dedicated to particular experiment | 0 | Single Cell Facility - Systems Microscopy Centre (http://www.systemsmicroscopycentre.ls.manchester.ac.uk/) | 4e5 | 4. Sample Measurement/Analysis | E. Optical | 5. High Resolution Imaging | R117914 | 118885 | 85861.3889
MHS | Institute of Human Development | R1116 | Image Stream-X MkII Imaging Cytometer | 15-16 | 2015-10-01 |  | Merck Millipore | A microscopy based system for measuring individual cells in suspension | Michael Smith B.4072 initially, then AV Hill D.G.010 | 1395351 | 2018-10-01 | Dr. G. Howell | Prof. C. Kielty | 1 Good | 1 State of art | 2 General purpose research | 0 | Yes. Single Cell Research Centre (SCRC) | 3d7 | 3. Materials Characterisation | D. Optical Microscopy | 7. Fluorescence | R117914 | 0 | 0
MHS | Institute of Human Development | R1119 | Olympus MMI Laser microdissection | 15-16 | 2015-12-07 |  | Olympus/MMI | Laser Microdissection System - Allows user to select small pieces of tissue and microdissect these away from the rest of the tissue using a laser cutter. The dissected pieces of tissue can then be used for downstream analysis. | B.1055, Michael Smith building | 1439667 | 2018-12-01 | Michael Smith Building | Dr Christoph Ballesterm | 1 Good | 1 State of art | 2 General purpose research | 0 | Y - Single Cell Research Centre | 4E5 - High Resolution Imaging, 4G6 - Tissues | 4. Sample Measurement/Analysis | E. Optical / G. Biomedical | 5. High Resolution Imaging / 6. Tissues | R117914 | 197547.15 | 153647.7833
MHS | Institute of Human Development | R1120 | Equipment for Option 1a Isilon Expansion, Option 1b installation and Option 3a Mellanox | 15-16 | 2016-01-06 |  | 0 | N/A | n/a | 1432286/various | 2019-01-01 | F Marriage | D Ray | 1 Good | 1 State of art | 1 Dedicated to a particular experiment |  |  | 6A2 | 6. Infrastructure | A. IT | 2. Storage | R117914 | 75000 | 60416.6667
MHS | Institute of Human Development | R1121 | Helios CyTOF Mass Cytometer | 15-16 | 2015-12-01 |  | Fluidigm | Time of flight atomic mass cytometer for high speed acquisition of multiparametric single cell data | AV Hill D.G.010 | 1413702 | 2018-12-01 | Dr G Howell | Prof C Kielty | 1 Good | 1 State of art | 1. Dedicated to particular experiment | 0 | Yes. Single Cell Research Centre (SCRC) | 3b3 | 3. Materials Characterisation | B. Spectrometry | 3. Mass Spectrometry | R117914 | 485677.15 | 377748.8944
MHS | Institute of Human Development | R1125 | QIA Symphony Workstation | 15-16 | 2016-02-22 |  | Qiagen | Automation of NGS sample prep | CEP Labs, Paterson Building | 1488004/1496088/1503429/1504178/1504187/1504791/1506277/1509257 | 2019-02-01 | Ged Brady | Ged Brady | 1 Good | 1 State of art | 1. Dedicated to particular experiment | 0 | no | 1h1 | 1. Process Equipment – Physical | H. Sample Manipulation | 1. Robot | R117914 | 161884 | 134903.3333
MHS | Institute of Human Development | R1126 | Aviso CellCelector | 15-16 | UC |  | ALS | Robotic collection of cells from culture plates | CEP Labs, Paterson Building | 1479452 | (blank) | Jon Tugwood | Jon Tugwood | 1 Good | 1 State of art | 1. Dedicated to particular experiment | 0 | no | 2a3 | 2. Process Equipment – Biological | A. Growth and Manipulation | 3. Cell Culture | R117914 | 0 | 0
MHS | Institute of Human Development | R1127 | Cancer Research UK Manchester Institute 1012 1537 Database Servers and 300TB RAW SAS Storage (HPC System previously named) | 15-16 | 2016-02-15 |  | Fujitsu | Data processing capability for large bioinformatics data sets were there is a requirement for very large memory nodes. | HPC server room | 1473473 | 2019-02-01 | Wei Xing | Crispin Miller | 1 Good | 1 State of art | 2 General purpose research | 0 | Not provided | 6a1 | 6. Infrastructure | A. IT | 1. Server | R117914 | 260935 | 217445.8333
MHS | Institute of Human Development | R1128 | nCounter | 15-16 | 2016-01-25 |  | NanoString | Quantitative analysis of nucleic acid sequences | CEP Labs, Paterson Building | 1479482 | 2019-01-01 | Ged Brady | Ged Brady | 1 Good | 1 State of art | 1. Dedicated to particular experiment | 0 | no | 2E6 | 2. Process Equipment – Biological | E. Characterisation | 6. Analysers | R117914 | 221800 | 178672.2222
MHS | Institute of Human Development | R1130 | Software & Hardware for bespoke 'eLab' | 15-16 | 2016-02-19 |  | 22 |  |  | 1478803/1491826/Jnl#387209 | 2019-02-01 | F Marriage | D Ray | 1 Good | 1 State of art | 1 Dedicated to a particular experiment |  |  | 6A3 | 6. Infrastructure | A. IT | 3. Workstation | R117914 | 355425.19 | 296187.6583
MHS | Institute of Human Development | R1132 | Chromatography system | 15-16 | 2016-03-02 |  | GE Healthcare UK Ltd | Biomolecule purification and separation system |  | 1496624 | 2019-03-01 | Annie M White | Paul Bishop | [9 empty] | R118729 | 60013.06 | 51677.9128
MHS | Institute of Human Development | R1140 | D Ray Single Cell Research Centre - enabling work | 15-16 | 2015-11-09 |  | 2 |  |  | Jnl#392875 | 2018-11-01 | F Marriage | D Ray | [9 empty] | R117914 | 485169.39 | 363877.0425
MHS | Institute of Inflammation & Repair | E00920 | Life technologies Personal Genome Machine | 12-13 | 2013-07-01 |  | Life Technologies | DNA sequencing | Core Technology Facility 2nd floor lab 2.14 | 1127315 | 2017-07-01 | Paul Bowyer | Paul Bowyer | 1 Good | 1 State of art | 2 General purpose research | 0 | [5 empty] | FB00197 | 28747 | 6587.8542
MHS | Institute of Inflammation & Repair | E00939 | Confocal Microscope | 13-14 | 2013-10-01 |  | LEICA | Imaging fungi, fungus-host interactions and fungus-drug interactions. High throughput screening and high throughput multiparameter analysis. | CTF Building 2.24 | 1158900/1168938 | 2017-10-01 | Nick Read | Nick Read | 1 Good | 1 State of art | 1 Dedicated to particular experiment | 0 |  | 3d1 | 3. Materials Characterisation | D. Optical Microscopy | 1. Confocal | AA07540 | 279562.88 | 81539.1733
MHS | Institute of Inflammation & Repair | R0887 | autoMACS Pro Separator - Starter Kit | 12-13 | 2012-09-01 |  | Miltenyi Biotec | autoMACS Pro Separator - Starter Kit | Arthritis Research Uk Epidemiology Unit | 999887 | 2014-02-19 | Paul Gilbert | Jane Worthington | 1 Good | 1 State of art | 2 General purpose research | 0 |  | 2E4 | 2. Process Equipment – Biological | E. Characterisation | 4. Cell Counters | R114766 | 31530 | 0
MHS | Institute of Inflammation & Repair | R0901 | Multimode 8 Upgrade - Atomic Force microscope | 12-13 | 2014-02-01 |  | Bruker | Images molecules | 1.426C Stopford Building | 1055693 | 2016-06-01 06:00 | Nigel Hodson | Nigel Hodson | 1 Good | 1 State of art | 2 General purpose research |  | BioAFM Facility |  |  |  |  | R111732 | 40000 | 0
MHS | Institute of Inflammation & Repair | R0903 | Atomic Force Microscope system | 12-13 | 2013-02-01 |  | Bruker | Images moelcues and tissues - measures mechanical properties | Stopford Bldg, Rm 1.426B | 1055938 | 2015-07-01 | Michael Sherratt and Nigel Hodson | Mike Sherratt | 1 Good | 1 State of art | 2 General purpose research | 0.5 | BioAFM Facility - no weblink available |  |  |  |  | R107077 | 2688 | 0
MHS | Institute of Inflammation & Repair | R0903 | Atomic Force Microscope system | [7 empty] | 2013-12-31 | Michael Sherratt and Nigel Hodson | Mike Sherratt | 1 Good | 1 State of art | 2 General purpose research | 0.5 | BioAFM Facility |  |  |  |  | R115819 | 124312 | 0
MHS | Institute of Inflammation & Repair | R0911 | SPF Testing 6 port Solar Simulator | 13-14 | 2013-12-01 |  | Solar Light | Provides a solar spectrum for irradiation of human skin | Dermatopharmacology Unit, Barnes Buidling, Salford Royla NHS Trust | 1140517 | 2014-10-01 | Neil Gibbs | Rachel Watson, Mike Sherratt, Neil Gibbs and Chris Griffiths | 1 Good | 1 State of art | 2 General purpose research | 0 | no | 6d2 | 6. Infrastructure | D. Laboratory | 2. Medical | R116280 | 51195 | 0
MHS | Institute of Inflammation & Repair | R0915 | Innovision Innocor | 13-14 | 2014-09-01 |  | Innovision | Measurement of lung physiology (lung clearance index) in clinical research programme | North West Lung Centre, University Hospital of South Manchester | 1132774 | 2018-03-01 09:00 | Alex Horsley | Alex Horsley | 1 Good | 1 State of art | 1 Dedicated to particular experiment | 0 |  | 4g1 | 4. Sample Measurement/Analysis | G. Bio-Medical | 1. Cardiovascular | R116082 | 34108.88 | 15430.2076
MHS | Institute of Inflammation & Repair | R0939 | BD LSRFortessa 3-laser 14-colour Research Flow Cytometer package | 13-14 | 2014-02-01 |  | BD Bioscience | Analyses protein expression within cell populations using fluorescent antibody labelling | Stopford Bldg, Rm 1.427B | 1175677 | 2014-08-01 15:00 | Stephen Richardson | Stephen Richardson | 1 Good | 1 State of art | 2 General purpose research | 0.5 | n/a | 2E6 | 2. Process Equipment – Biological | E. Characterisation | 6. Analysers | R114766 | 15000 | 0
MHS | Institute of Inflammation & Repair | R0939 | BD LSRFortessa 3-laser 14-colour Research Flow Cytometer package | [19 empty] | R116503 | 95000 | 0
MHS | Institute of Inflammation & Repair | R0990 | Shimadzu UPLC | 13-14 | 2014-06-01 |  | Shimadzu | Liqid Chromatography | MIB level 1 | 1224317 | 2014-06-01 | Clare Mills | Clare Mills | 1 Good | 2 Good | 2 General purpose research | 0 |  | 3l5 | 3. Materials Characterisation | L. Chemical Analysis | 5. Chromatography | R115078 | 5117.83 | 0
MHS | Institute of Inflammation & Repair | R0990 | Shimadzu UPLC | [7 empty] | 2017-02-28 | Clare Mills | Clare Mills | 1 Good | 2 Good | 2 General purpose research | 0 |  | 3l5 | 3. Materials Characterisation | L. Chemical Analysis | 5. Chromatography | R115758 | 22696.49 | 4255.5919
MHS | Institute of Inflammation & Repair | R1030 | Autoload 8-channel Hamilton Star robotic liquid handling system | 14-15 | 2015-03-13 |  | Hamilton Robotics Ltd | Automated liquid handling system | Room 2.404, Stopford Building | 1312530 | 2015-03-13 | Paul Gilbert | Anne Barton | 1 Good | 1 State of art | 2 General purpose research | 0 | N | 1h1 | 1. Process Equipment – Physical | H. Sample Manipulation | 1. Robot | R114766 | 99739.81 | 0
MHS | Institute of Inflammation & Repair | R1030 | Autoload 8-channel Hamilton Star robotic liquid handling system | [6 empty] | Jnl#336954(PO132530) | 2015-03-13 | Paul Gilbert | Anne Barton | 1 Good | 1 State of art | 2 General purpose research | 0 | N | 1h1 | 1. Process Equipment – Physical | H. Sample Manipulation | 1. Robot | AD00451 | 51653.81 | 0
MHS | Institute of Inflammation & Repair | E01073 | nanoScan SC SPEC/CT 4 Headed System | 14-15 | 2015-10-16 |  | Mediso Ltd | preclinical medicine imaging system' | Room 4.437, Stopford Building | 1380488 | 2018-10-01 | Dhifaf Jasim | Kostas Kostarelos | 1 Good | 1. State of the art | 3. Research & Teaching | 0 | no | 4G4 | 4. Sample Measurement/Analysis | G. Bio-Medical | 4. Whole Body | AA12760 | 349704 | 252564
MHS | Institute of Population Health | E00875 | MEDRAD Spectris Solaris EP MR Injection System | 12-13 | 2012-11-01 |  | MEDRAD | MEDRAD Spectris Solaris EP MR Injection System with ICBC | MR department, WMIC | 1039782 | 2016-11-01 | Barry Whitnall | Alan Jackson | 1 Good | 1 State of art | 1 Dedicated to particular experiment | 0.5 |  | 3c1 | 3. Materials Characterisation | C. Imaging | 1. Magnetic Resonance | AA03908 | 26526 | 1657.875
MHS | Institute of Population Health | R0861 | 3T Achieva Scanner | 12-13 | 2012-11-01 |  | Philips Medical Systems | 3T MRI Scanner | WTCRF ground floor MRI Scanner room | 1001794 | 2013-11-01 06:00 | Alan Jackson and Steve Williams | Alan Jackson and Steve Williams | 1 Good | 1 State of art | 2 General purpose research | 0.2 | WTCRF | 3c1 | 3. Materials Characterisation | C. Imaging | 1. Magnetic Resonance | R114767 | 600000 | 0
MHS | Institute of Population Health | R0861 | 3T Achieva Scanner | [7 empty] | 2016-11-01 | Alan Jackson and Steve Williams | Alan Jackson and Steve Williams | 1 Good | 1 State of art | 2 General purpose research | 0.2 | WTCRF | 3c1 | 3. Materials Characterisation | C. Imaging | 1. Magnetic Resonance | AA03908 | 850377 | 53148.5625
MHS | Institute of Population Health | R0929 | Computer Storage and Networking for HeRC North | 13-14 | 2014-01-01 |  | Dell | Compute and data storage | Kilburn Data Centre and Vaughan House Server Room | 1189618 | 2014-01-01 | John Ainsworth | John Ainsworth | 1 Good | 1 State of art | 2 General purpose research | 0 | www.herc.ac.uk | 6A8 | 6. Infrastructure | A. IT | 8. Distributed System | R115449 | 0 | 0
MHS | Institute of Population Health | R0938 | Cisco & AV Hardware | 13-14 | 2014-06-01 |  | Cisco | Video Conferencing and other AV related equipment | Vaughan house | 1197079 | 2017-06-01 | John Ainsworth | John Ainsworth | 1 Good | 1 State of art | 2 General purpose research | 0 | www.herc.ac.uk | 6H1 | 6. Infrastructure | H. Audio Visual | 1. Broadcast | R115449 | 225740.94 | 62705.8167
MHS | Institute of Population Health | R0979 | Nanotek Microchemistry System | 13-14 | 2014-05-01 |  | Advio | Nanotek Microchemistry System |  | v#2094684/1236521 | 2017-05-01 18:00 | Michael Green | Adam McMahon | 1 Good | 1 State of art | [7 empty] | R116266 | 88000 | 22000
MHS | Institute of Population Health | R1019 | Pre Clinical MRI System -0.1T to 3.0t/17cm. | 14-15 | 2014-11-01 |  | MR Solutions | small animal body scanner (MRI) | WMIC (Wolfson Molecular Imaging Centre) Rm S08 | 1274898 | 2015-03-01 18:00 | Wolfson Molecular Imaging Centre | Steve Williams | 2 |  |  | 0.5 | part of PRIME http://www.population-health.manchester.ac.uk/imagingfacilities/preclin/ | 3c1 | 3. Materials Characterisation | C. Imaging | 1. Magnetic Resonance | R116923 | 431900 | 0
MHS | Manchester Centre for Cell Metabolism | E01007 | 100XFe96 Extracellular Flux Analyzer102601 | 14-15 | 2014-10-01 |  | Seahorse Bioscience | The gold standard platform for real-time monitoring of metabolism/oxygen consumption rate (OCR) and extracellular acidification rate (ECAR). | Paterson Bldg, Rm RS120 | 1303021 | 2017-10-01 | Prof.Michael Lisanti and Priti Kalra | Michael Lisanti and Priti Kalra | 1 Good | 1 State of art | 1 Dedicated to particular experiment | 0 | MCCM Core Facility | 2e1 | 2. Process Equipment – Biological | E. Characterisation | 1. Fluorescent Readers | AA12494 | 110000 | 42777.7778
MHS | Manchester Centre for Cell Metabolism | E01026 | IncuCyte ZOOM system | 14-15 | 2015-02-01 |  | Essen Bioscience | Live cell imaging microscope system: time-lapse images >2000 images per hour | Paterson Bldg, Rm RS113 | 1332027 | 2018-02-01 | Gloria Bonucelli and Nihed Draoui | Michael Lisanti and Priti Kalra | 1 Good | 1 State of art | 1 Dedicated to particular experiment | 0.5 | http://www.cancer.manchester.ac.uk/mccm/facilities/ | 3D6 | 3. Materials Characterisation | D. Optical Microscopy | 6. Live Cell | AA12494 | 67945 | 33972.5
MHS | Manchester Medical School | E01000 | Anatomage Virtual dissection table x 4 | 14-15 | 2014-10-01 |  | Anatomage | teaching resource | CSLC & Anatomy dissection room, Stopford Building | 1272018 & 1289946 | 2017-10-01 | N Gouldsborough | Doug Corfield | 1 Good | 1 State of art | 3 Research and Teaching | 0 | Yes - Anatomy and Consultation Skills Learning Centre | 6A3 & 6A6 | Infrastructure | IT | Workstation & Display | AA08517 | 227067.57 | 88304.055
MHS | Manchester Pharmacy School | E00931 | Mass Spectrometer | 13-14 | 2013-11-01 |  | Xevo TQ-S System with UPCC System | analysis of molecules mass | stopford bldg, Rm 3.223 | 1158192 | 2015-07-01 | Neil O'Hara | Anna Nicolaou | 1 Good | 1 State of art | 1 Dedicated to particular experiment | 0 |  | 3b3 | 3. Materials Characterisation | B. Spectrometry | 3. Mass Spectrometry | R116685 | 30000 | 0
MHS | Manchester Pharmacy School | E00931 | Mass Spectrometer | [7 empty] | 2017-11-01 | Neil O'Hara | Anna Nicolaou | 1 Good | 1 State of art | 1 Dedicated to particular experiment | 0 |  | 3b3 | 3. Materials Characterisation | B. Spectrometry | 3. Mass Spectrometry | FB00164 | 0 | 0
MHS | Manchester Pharmacy School | E00931 | Mass Spectrometer | [19 empty] | AA12765 | 143934 | 44979.375
MHS | Manchester Pharmacy School | E01084 | P/ACE MDQ Plus Capillary Electrophoresis System | 14-15 | 2015-07-01 |  | Beckman Coulter | P/ACE MDQ Plus Capillary Electrophoresis System | Stopford, 2.224 | 1420107 | 2015-07-01 | R Donno | N Tirelli | 1 Good | 1. State of the art | 1. Dedicated to a particular experiment | 0.5 | Northwest Centre of Advanced Drug Delivery | 3L7 / 4F4 | 3: Materials characterisation OR 4. Sample measurement /analysis | L. Chemical Analysis OR F. Proteins/Nucleic Acids | 7. electrophoresis OR 4. electrophoresis | AA03128 | 30000 | 0
MHS | Manchester Pharmacy School | E01090 | Sim Man 3G Manikin | 15-16 | 2015-09-16 |  | Laerdal Medical Limited | Adult patient simulator designed to deliver the realistic training | Room 1.35 | 1439499 | 2018-09-01 | Sandra Martin | Douglas Steinke | 1 Good | 1. State of the art | 3. Research & Teaching | 0.3 | no | n/a | n/a | n/a | n/a | AA14031 | 89175 | 61927.0833
MHS | Manchester Pharmacy School | E01095 | Anatomage table with Digital Library. | 15-16 | 2015-12-01 |  | Anatamage Inc | Advanced anatomy visualization system for anatomy education. The equipment resembles an operating table with real patient contents to illustrate the realism of living human | Room G.123 | 1437442 | 2018-12-01 | Mark Oldfield | Dr Jason Hall | 1) Good | 1) State of the Art | 3) Teaching | 0.4 | Consultation Skills Learning Centre | 5A3 | 5. Large Scale Instruments | A. Simulated Environments | 3. Virtual Environment | AA03128 | 62421.02 | 48549.6822
MHS | Manchester Pharmacy School | E01120 | Stopford Self-Contained (Pharmacy)Pods (PN 6394)_enabling work | 15-16 | 2015-09-01 |  |  |  |  | 1420941 / 1458636 / 1465835 / 1445556 | 2018-09-01 | [11 empty] | AA03128 | 119492.58 | 82980.9583
MHS | Paterson Institute | D0021 | Imaging Analysis System | 08-09 | 2009-07-01 |  | Genetix | Genetix Imaging Analysis System (Ariol) is an automated scanning microscope and imaging analysis system. | Paterson Institute CEP Lab |  | 2017-07-01 | Martin Greaves | Caroline Dive | 1 Good | 1 State of art | 1 Dedicated to particular experiment | 0 |  | 4e5 | 4. Sample Measurement/Analysis | E. Optical | 5. High Resolution Imaging | WA00405 | 123000 | 14093.75
MHS | Paterson Institute | E00425 | CHROMATOGRAPHY | 06-07 | 2006-08-01 |  | AB Sciex | DIONEX NANOLC MALDI CHROMATOGRAPHY. PO129 APP D OWEN | Paterson Institute CEP Lab |  | 2010-08-01 | Martin Dawson | Caroline Dive | 1 Good | 2 Good | 1 Dedicated to particular experiment | 0 |  | 3b3 | 3. Materials Characterisation | B. Spectrometry | 3. Mass Spectrometry | AD00959 | 58376 | 0
MHS | Paterson Institute | E00426 | QTRAP PRO | 06-07 | 2006-08-01 |  | AB Sciex | 4000 QTRAP PRO PACKAGE. CAT NOS-1004229,1008592,1010834,1010835,1011572,1023627,WC027461,WC027463,WC029639,1011328,1004153,WC026904,1017166. PO129 APP D OWEN | Paterson Institute Mass Spec lab |  | 2010-08-01 | Duncan Smith | Duncan Smith | 1 Good | 4 No longer adequate | 1 Dedicated to particular experiment | 0 |  | 3b3 | 3. Materials Characterisation | B. Spectrometry | 3. Mass Spectrometry | AD00959 | 51535 | 0
MHS | Paterson Institute | E00656 | CCD imaging system | 07-08 | 2007-11-01 |  | Aushon | 1 searchlight Plus CCD imaging system to include imager, 2 single -user copies of searchlight array analyst software, 1/2 days training | Paterson Institute | 265524 | 2011-11-01 | Alison Backen | Caroline Dive | 1 Good | 1 State of art | 1 Dedicated to particular experiment | 0 |  | 4e5 | 4. Sample Measurement/Analysis | E. Optical | 5. High Resolution Imaging | KA00088 | 38570 | 0
MHS | Paterson Institute | E00673 | Triturus Analysers | 07-08 | 2008-07-01 |  | Tritrus | Two Triturus Analysers | Paterson Institute | 260253 | 2012-07-01 | Martin Greaves | Caroline Dive | 1 Good | 1 State of art | 1 Dedicated to particular experiment | 0 |  | 4B1 | 4. Sample Measurement/Analysis | B. Electronic | 1. Network Analyser | KA00088 | 56420 | 0
MHS | Paterson Institute | E00691 | Flow Sorter | 08-09 | 2008-08-01 |  | BD | Flow cytometer with the capacity of sorting populations of cells into up to 4 distinct sub-populations.sorting cells that have been fluorescently labeled | Paterson Institute - Flow Cytometry | 392571 | 2012-08-01 | Morgan Blaylock | Jeff Barry | 1 Good | 2 Good | 2 General purpose research | 0 |  | 2E6 | 2. Process Equipment – Biological | E. Characterisation | 6. Analysers | KA00101 | 155814 | 0
MHS | Paterson Institute | E00707 | Equipment for advanced Imaging Unit | 08-09 | 2009-01-01 |  | Applid Precision Instruments | Upgrade to the Deltavision System | Paterson Institute Advanced Imaging Laboratory | 439890 | 2017-01-01 | Steven Bagley | Steven Bagley | 1 Good | 2 Good | 2 General purpose research | 0.4 |  | 3d7 | 3. Materials Characterisation | D. Optical Microscopy | 7. Fluorescence | KA00101 | 50714 | 2641.3542
MHS | Paterson Institute | E00709 | Building Security System | 08-09 | 2009-04-01 |  | Janus/Grosvenor | Building Security System | Paterson Institute | 372374 | 2019-04-01 12:00 | Colin Gleeson | Colin Gleeson | 2 Adequate | 2 Good | 2 General purpose research | 0 |  | 6a5 | 6. Infrastructure | A. IT | 5. Data Management | AC00184 | 52365.01 | 13964.0027
MHS | Paterson Institute | E00716 | ISET System | 08-09 | 2009-04-01 |  | Rare Cells | ISET System | Paterson Institute CEP Lab | 481137 | 2013-04-01 | Martin Greaves | Caroline Dive | 1 Good | 1 State of art | 1 Dedicated to particular experiment | 0 |  | 4B1 | 4. Sample Measurement/Analysis | B. Electronic | 1. Network Analyser | KA00088 | 53285.97 | 0
MHS | Paterson Institute | E00753 | Emergency Standby Power Supply | 09-10 | 2010-03-01 |  | SDMO | Upgrade to Emergency Standby Power Supply | Paterson Institute | Various | 2013-06-01 | Stephen Alcock | Stephen Alcock | 1 Good | 2 Good | 2 General purpose research | 0.4 |  | 6A3 | 6. Infrastructure | A. IT | 3. Workstation | R108032 | 200000 | 0
MHS | Paterson Institute | E00753 | Emergency Standby Power Supply | [7 empty] | 2020-03-01 12:00 | Stephen Alcock | Stephen Alcock | 1 Good | 2 Good | 2 General purpose research | 0.4 |  | 6A3 | 6. Infrastructure | A. IT | 3. Workstation | WA00698 | 246857.39 | 88457.2314
MHS | Paterson Institute | E00754 | Wireless Network Project | 09-10 | 2009-10-01 |  | Cisco | Wireless Network Project | Paterson Institute | 534283 | 2017-10-01 | Malik Pervez | Malik Pervez | 3 Poor - Inoperable | 4 No longer adequate | 2 General purpose research | 0 |  | 6a5 | 6. Infrastructure | A. IT | 5. Data Management | KA00101 | 47037.3 | 6859.6063
MHS | Paterson Institute | E00766 | TMA Platform | 09-10 | 2010-03-01 |  | Beecher | Automatic Tissue Microarray Facility | Paterson Institute | 513298 | 2014-03-01 | Garry Ashton | Garry Ashton | 1 Good | 1 State of art | 1 Dedicated to particular experiment | 0.3 |  | 2c1 | 2. Process Equipment – Biological | C. Tissue Processing | 1. Tissue Processor | KA00101 | 124265 | 0
MHS | Paterson Institute | E00774 | 7900HT Fast Real Time Syst+ 96w block | 09-10 | 2010-07-01 |  | Applied Biosystems | 7900HT Fast Real Time Syst+ 96w block | Paterson Institute | 682260 | 2013-07-01 18:00 |  |  | 1 Good |  |  | 0 | [5 empty] | AA08239 | 2500 | 0
MHS | Paterson Institute | E00774 | 7900HT Fast Real Time Syst+ 96w block | [19 empty] | AA08420 | 2500 | 0
MHS | Paterson Institute | E00774 | 7900HT Fast Real Time Syst+ 96w block | [19 empty] | R011008 | 2500 | 0
MHS | Paterson Institute | E00774 | 7900HT Fast Real Time Syst+ 96w block | [19 empty] | R111382 | 2500 | 0
MHS | Paterson Institute | E00781 | Laboratory Information Management System (LIMS) | 09-10 | 2011-10-01 |  | Labware | Laboratory Information Management System (LIMS) | Paterson Institute - Drug Discovery Lab | 631736 | 2015-10-01 | Grace Hampson | Caroline Dive | 1 Good | 1 State of art | 1 Dedicated to particular experiment | 0 |  | 6a5 | 6. Infrastructure | A. IT | 5. Data Management | KA00101 | 157697 | 0
MHS | Paterson Institute | E00789 | Building Management System | 10-11 | 2011-01-01 |  | Schneider | Replacement Building Management System | Paterson Institute for Cancer Research - Estates | 709297 | 2015-01-01 | Stephen Alcock | Stephen Alcock | 1 Good | 2 Good | 2 General purpose research | 0.4 |  | 6A3 | 6. Infrastructure | A. IT | 3. Workstation | KA00101 | 37981.2 | 0
MHS | Paterson Institute | E00808 | AJS8001 JANUS Mini Platform, 8-tip. | 10-11 | 2011-07-01 |  | Janus | Automated Liquid Handling System | Paterson Institute for Cancer Research - Molecular Pathology | 803753 | 2014-07-01 18:00 | Rebecca Lamb | Rebecca Lamb |  |  |  | 0 | [5 empty] | R104463 | 42927 | 0
MHS | Paterson Institute | E00812 | BIO-PLEX 200 SYSTEM | 10-11 | 2011-07-01 |  | Bio Rad | Bio-Plex 200 System | Paterson Institute for Cancer Research - Molecular Pathology | 847894 | 2015-07-01 | Ged Brady | Ged Brady | 1 Good | 1 State of art | 1 Dedicated to particular experiment | 0.2 |  | 2E6 | 2. Process Equipment – Biological | E. Characterisation | 6. Analysers | KA00088 | 29950 | 0
MHS | Paterson Institute | R0410 | FACS ARRAY AND COMPUTER | 06-07 | 2006-08-01 06:00 |  | BD | FACS ARRAY AND COMPUTER. PO772 APP P MCNICHOL | Paterson Institute - Flow Cytometry |  | 2009-08-01 | Morgan Blaylock | Jeff Barry | 1 Good | 2 Good | 2 General purpose research | 0.7 |  | 2E6 | 2. Process Equipment – Biological | E. Characterisation | 6. Analysers | R012149 | 32428.12 | 0
MHS | Paterson Institute | R0447 | Desktop Coating System | 06-07 | 2007-04-01 06:00 |  | Cressington | Cressington Desktop Coating System | School of life sciences |  | 2010-04-01 | [5 empty] | 0 | [5 empty] | R012149 | 28560 | 0
MHS | Paterson Institute | R0450 | IVIS Lumina Series | 06-07 | 2007-05-01 06:00 |  | Calipers | IVIS Lumina Series |  |  | 2010-05-01 | Gail Bruder | Gail Bruder | [5 empty] | 3c5 | 3. Materials Characterisation | C. Imaging | 5. In Vivo Fluorescence | R012149 | 77030 | 0
MHS | Paterson Institute | R0460 | camera | 07-08 | 2007-11-01 |  | Gatan | ORIUS SC1000W CAMERA SYSTEM FOR JEM 1220 | School of life sciences | 223518 | 2010-11-01 18:00 | [5 empty] | 0 | [5 empty] | R012149 | 48500 | 0
MHS | Paterson Institute | R0461 | AIR SYSTEM | 07-08 | 2007-11-01 |  | GE Healthcare | TC/SP AKTA EXPLORER 100 AIR SYSTEM INCLUDING COLD CABINET AND CUSTOM DESIGNED COLUMN XK50/60 PRE-PACKED WITH SUPEROSE 6 PG, 55CM BED HEIGHT | Paterson Institute | 224358 | 2010-11-01 18:00 | Frederick Van Deursen | Karim Labib | 1 Good | 3 Adequate | 2 General purpose research | 0.3 |  | 3l5 | 3. Materials Characterisation | L. Chemical Analysis | 5. Chromatography | R012149 | 64912.97 | 0
MHS | Paterson Institute | R0462 | MICROBIOLOGICAL SAFETY CABINET | 07-08 | 2007-11-01 |  | Contained Air Solutions | BIOCLASS II RECIRCULATION TYPE, CLASS 2 MICROBIOLOGICAL SAFETY CABINET, NOM | Paterson Institute | 273288 | 2010-11-01 18:00 | Colin Gleeson | Caroline Dive | 1 Good | 2 Good | 2 General purpose research | 0 |  | 2a3 | 2. Process Equipment – Biological | A. Growth and Manipulation | 3. Cell Culture | R012149 | 41125 | 0
MHS | Paterson Institute | R0471 | HPLC SYSTEM | 07-08 | 2008-01-01 |  | Shimadzu | HPLC SYSTEM | Paterson Institute - INOSITIDE LABORATORY | 310568 | 2011-01-01 18:00 | Nullin Divecha | David Jones | 1 Good | 1 State of art | 1 Dedicated to particular experiment | 0 |  | 3l5 | 3. Materials Characterisation | L. Chemical Analysis | 5. Chromatography | R012149 | 50000 | 0
MHS | Paterson Institute | R0472 | AKTAPURIFIER | 07-08 | 2008-01-01 |  | GE Healthcare | AKTAPURIFIER | Paterson Institute - INOSITIDE LABORATORY | 314112 | 2011-01-01 18:00 | Nullin Divecha | David Jones | 1 Good | 1 State of art | 1 Dedicated to particular experiment | 0 |  | 3l5 | 3. Materials Characterisation | L. Chemical Analysis | 5. Chromatography | R012149 | 45786.09 | 0
MHS | Paterson Institute | R0473 | FACSARRAY ANALYSER | 07-08 | 2008-01-01 |  | BD | FACSARRAY ANALYSER | Paterson Institute - CEP | 313453 | 2011-01-01 18:00 | Martin Greaves | Caroline Dive | 1 Good | 1 State of art | 1 Dedicated to particular experiment | 0 |  | 4D1 | 4. Sample Measurement/Analysis | D. Laser | 1. Characterisation | R012149 | 0 | 0
MHS | Paterson Institute | R0475 | LABTECH MULTI LABEL READER | 07-08 | 2008-02-01 |  | Labtech | LABTECH MULTI LABEL READER | Paterson Institute - INOSITIDE LABORATORY | 310241 | 2011-02-01 18:00 | Nullin Divecha | David Jones | 1 Good | 1 State of art | 2 General purpose research | 0.3 |  | 2e5 | 2. Process Equipment – Biological | E. Characterisation | 5. Plate Readers | R012149 | 27500 | 0
MHS | Paterson Institute | R0479 | BASE SYSTEM | 07-08 | 2008-04-01 |  | Waters | NANOACQUITY UPLC BASE SYSTEM | Paterson Institute - MBCF | 277212 | 2011-04-01 18:00 | Duncan Smith | Duncan Smith | 1 Good | 1 State of art | 1 Dedicated to particular experiment | 0 |  | 3l5 | 3. Materials Characterisation | L. Chemical Analysis | 5. Chromatography | R012149 | 43006.4 | 0
MHS | Paterson Institute | R0480 | AUTOMATED MAGNETIC CELL SORTER | 07-08 | 2008-04-01 |  | Miltenyi Biotech | AUTOMACS AUTOMATED MAGNETIC CELL SORTER | Paterson Institute - LEUKAEMIA LABORATORY | 351534 | 2011-04-01 18:00 | Gary Spencer | Timothy Somerville | 1 Good | 1 State of art | 1 Dedicated to particular experiment | 0.8 |  | 2c1 | 2. Process Equipment – Biological | C. Tissue Processing | 1. Tissue Processor | R012149 | 26495 | 0
MHS | Paterson Institute | R0481 | WHOLE SLIDE IMAGING SYSTEM | 07-08 | 2008-04-01 |  | 3D Histech | WHOLE SLIDE IMAGING SYSTEM - 300 SLIDE B ATCH PROCESSINGT HISTOLOGY SLIDE SCANNER. | Paterson Institute - ADVANCED IMAGING UNIT | 281002 | 2011-04-01 18:00 | Steven Bagley | Steven Bagley | 1 Good | 2 Good | 2 General purpose research | 0.3 |  | 3d7 | 3. Materials Characterisation | D. Optical Microscopy | 7. Fluorescence | R012149 | 80000 | 0
MHS | Paterson Institute | R0484 | Spectrometers | 07-08 | 2008-05-01 |  | Therm Fisher | Mass Spectrometers (includes orbitrap) | Paterson Institute | 260791 | 2011-05-01 18:00 | Duncan Smith | Duncan Smith | 1 Good | 3 Adequate | 1 Dedicated to particular experiment | 0 |  | 3b3 | 3. Materials Characterisation | B. Spectrometry | 3. Mass Spectrometry | R012149 | 396947.45 | 0
MHS | Paterson Institute | R0505 | Photometrics Quantumem | 07-08 | 2008-10-01 |  | Photometrics | Photometrics Quantumem 512SC | Paterson Institute | 295708 | 2011-10-01 18:00 | Steven Bagley | Steven Bagley | 1 Good | 2 Good | 2 General purpose research | 0.3 |  | 3d7 | 3. Materials Characterisation | D. Optical Microscopy | 7. Fluorescence | R012149 | 234415.73 | 0
MHS | Paterson Institute | R0506 | Genomelab Genetic Analysis System | 07-08 | 2008-06-01 |  | Beckman | Genomelab Genetic Analysis System | Paterson Institute | 221448 | 2011-06-01 18:00 | Stuart Pepper | StuartPepper | 3 Poor - Inoperable | 4 No longer adequate | 4 Not used in past year | 0 |  | 4f3 | 4. Sample Measurement/Analysis | F. Proteins/Nucleic Acids | 3. Sequencers | R012149 | 34900 | 0
MHS | Paterson Institute | R0521 | Progest Investigator | 07-08 | 2008-08-01 |  | Genomic Solutions | Progest Investigator | Paterson Institute |  | 2011-08-01 | Duncan Smith | Duncan Smith | 1 Good | 2 Good | 2 General purpose research | 0.1 |  | 2c1 | 2. Process Equipment – Biological | C. Tissue Processing | 1. Tissue Processor | R012149 | 25140 | 0
MHS | Paterson Institute | R0530 | Xyclone Laser | 08-09 | 2008-10-01 |  | Parrallabs | Xyclone Laser | Paterson Institute BRU | 387347 | 2011-10-01 18:00 | Gail Bruder | Gail Bruder | 1 Good | 1 State of art | 2 General purpose research | 0 |  | 4d4 | 4. Sample Measurement/Analysis | D. Laser | 4. >Micro Pulsed | R012149 | 26973.24 | 0
MHS | Paterson Institute | R0568 | Linux Cluster | 08-09 | 2009-04-01 |  | HP | Linux Cluster | Paterson Institute | 512514 | 2012-04-01 18:00 | Crispin Miller | Crispin Miller | 1 Good | 2 Good | 2 General purpose research | 0 |  | 6A6 | 6. Infrastructure | A. IT | 6. Display | R012149 | 42348.72 | 0
MHS | Paterson Institute | R0577 | IncuCyte Imaging System | 08-09 | 2009-04-01 |  | Essen | IncuCyte Imaging System | Paterson Institute | 453426 | 2012-04-01 18:00 | Georges Lacaud | Georges Lacaud | 1 Good | 1 State of art | 2 General purpose research | 0.1 |  | 2a3 | 2. Process Equipment – Biological | A. Growth and Manipulation | 3. Cell Culture | R012149 | 44225 | 0
MHS | Paterson Institute | R0578 | Influx FACS Sorter | 08-09 | 2009-04-01 |  | BD | Influx FACS Sorter | Paterson Institute | 422303 | 2012-04-01 18:00 | Morgan Blaylock | Jeff Barry | 1 Good | 1 State of art | 2 General purpose research | 0.2 |  | 2E6 | 2. Process Equipment – Biological | E. Characterisation | 6. Analysers | R012149 | 246200 | 0
MHS | Paterson Institute | R0579 | AKTA Prime Plus | 08-09 | 2009-04-01 |  | GE Healthcare | AKTA Prime Plus | Paterson Institute | 447268 | 2012-04-01 18:00 | Ivan Ahel | Ivan Ahel | 1 Good | 2 Good | 2 General purpose research | 0.2 |  | 3l5 | 3. Materials Characterisation | L. Chemical Analysis | 5. Chromatography | R012149 | 67404 | 0
MHS | Paterson Institute | R0580 | Proteon XPR36 | 08-09 | 2009-04-01 |  | BioRad | Proteon XPR36 | Paterson Institute | 431239 | 2012-04-01 18:00 | Nullin Divecha | David Jones | 1 Good | 1 State of art | 2 General purpose research | 0.3 |  | 4e2 | 4. Sample Measurement/Analysis | E. Optical | 2. Surface Plasmon Resonance | R012149 | 150000 | 0
MHS | Paterson Institute | R0581 | Leica LMD6000 | 08-09 | 2009-04-01 |  | Leica | Leica LMD6000 | Paterson Institute | 482031 | 2012-04-01 18:00 | Garry Ashton | Garry Ashton | 1 Good | 1 State of art | 1 Dedicated to particular experiment | 0.3 |  | 4G6 | 4. Sample Measurement/Analysis | G. Bio-Medical | 6. Tissues | R012149 | 96079.5 | 0
MHS | Paterson Institute | R0586 | Biorad FX Imager | 08-09 | 2009-05-01 |  | BioRad | Biorad FX Imager | Paterson Institute | 511584 | 2012-05-01 18:00 | Stuart Pepper | StuartPepper | 1 Good | 1 State of art | 2 General purpose research | 0.4 |  | 2E6 | 2. Process Equipment – Biological | E. Characterisation | 6. Analysers | R012149 | 59990 | 0
MHS | Paterson Institute | R0601 | Laser Ablation System | 08-09 | 2009-08-01 |  | Roper France | Laser Ablation System | Paterson Institute | 551514 | 2012-08-01 18:00 | Steven Bagley | Steven Bagley | 1 Good | 2 Good | 2 General purpose research | 0.3 |  | 3d7 | 3. Materials Characterisation | D. Optical Microscopy | 7. Fluorescence | R108032 | 41679 | 0
MHS | Paterson Institute | R0606 | Liquid Chromatography System | 08-09 | 2009-08-01 |  | Dionex | Liquid Chromatography System | Paterson Institute - MBCF | 553964 | 2012-08-01 18:00 | Duncan Smith | Duncan Smith | 1 Good | 2 Good | 2 General purpose research | 0.1 |  | 3l5 | 3. Materials Characterisation | L. Chemical Analysis | 5. Chromatography | R108032 | 41995 | 0
MHS | Paterson Institute | R0631 | Waters Autopurify LCMS System | 09-10 | 2009-12-01 |  | Waters | Waters Autopurify LCMS System | Paterson Institute | 617245 | 2012-12-01 18:00 | Donald Ogilvie | James Hitchin | 1 Good | 2 Good | 2 General purpose research | 0.2 |  | 3b3 | 3. Materials Characterisation | B. Spectrometry | 3. Mass Spectrometry | R110235 | 60000 | 0
MHS | Paterson Institute | R0641 | Multimode Microplate reader | 09-10 | 2009-12-01 |  | Cellomics | Multimode Microplate reader | Paterson Institute | 624935 | 2012-12-01 18:00 | Donald Ogilvie | Graeme Thompson | 1 Good | 1 State of art | 2 General purpose research | 0 |  | 3d7 | 3. Materials Characterisation | D. Optical Microscopy | 7. Fluorescence | R110235 | 29650 | 0
MHS | Paterson Institute | R0645 | Solid 3 System | 09-10 | 2010-03-01 |  | Applied Biosystems | Solid 3 System | Paterson Institute | 631292 | 2013-03-01 18:00 | Stuart Pepper | StuartPepper | 1 Good | 4 No longer adequate | 1 Dedicated to particular experiment | 0.1 |  | 4f3 | 4. Sample Measurement/Analysis | F. Proteins/Nucleic Acids | 3. Sequencers | R108032 | 328998.95 | 0
MHS | Paterson Institute | R0647 | Workstation Upgrade | 09-10 | 2010-03-01 |  | BD | Workstation Upgrade | Paterson Institute | 618818 | 2013-03-01 18:00 | Morgan Blaylock | Jeff Barry | 1 Good | 2 Good | 2 General purpose research | 0.2 |  | 2E6 | 2. Process Equipment – Biological | E. Characterisation | 6. Analysers | R108032 | 40000 | 0
MHS | Paterson Institute | R0655 | LC-MS | 09-10 | 2010-02-01 |  | Waters | LC-MS | Paterson Institute | 626904 | 2013-02-01 18:00 | Donald Ogilvie | James Hitchin | 1 Good | 1 State of art | 2 General purpose research | 0 |  | 3b3 | 3. Materials Characterisation | B. Spectrometry | 3. Mass Spectrometry | R110235 | 64300 | 0
MHS | Paterson Institute | R0656 | Quantitative Real Time PCR system | 09-10 | 2010-02-01 |  | Applied Biosystems | Quantitative Real Time PCR system | Paterson Institute | 631720 | 2013-02-01 18:00 | Stuart Pepper | StuartPepper | 1 Good | 1 State of art | 2 General purpose research | 0.1 |  | 4f2 | 4. Sample Measurement/Analysis | F. Proteins/Nucleic Acids | 2. PCR | R108032 | 36711.69 | 0
MHS | Paterson Institute | R0674 | Acoustic Dispense System | 09-10 | 2010-07-01 |  | Labcyte | Acoustic Dispense System | Paterson Institute | 671732 | 2013-07-01 18:00 | Donald Ogilvie | Mark Cockerill | 1 Good | 1 State of art | 2 General purpose research | 0.1 |  | 1h1 | 1. Process Equipment – Physical | H. Sample Manipulation | 1. Robot | R110235 | 119905.4 | 0
MHS | Paterson Institute | R0680 | RF45 Temperature Control System | 09-10 | 2010-10-01 |  | Airewell | RF45 Temperature Control System | Paterson Institute | 668550 | 2013-10-01 18:00 | Stephen Alcock | Stephen Alcock | 1 Good | 2 Good | 2 General purpose research | 0.4 |  | 6d3 | 6. Infrastructure | D. Laboratory | 3. Controlled Environment | R108032 | 66400.44 | 0
MHS | Paterson Institute | R0683 | BRU Chiller | 09-10 | 2010-06-01 |  |  | BRU Chiller | Paterson Institute | 645569 | 2013-06-01 18:00 | Stephen Alcock | Stephen Alcock | 1 Good | 2 Good | 2 General purpose research | 0 |  | 4b3 | 4. Sample Measurement/Analysis | B. Electronic | 3. RF | R108032 | 52563.63 | 0
MHS | Paterson Institute | R0687 | NMR System | 09-10 | 2010-06-01 |  | Bruker | NMR System | Paterson Institute | 640487 | 2013-06-01 18:00 | Donald Ogilvie | Stephen Alcock | 1 Good | 2 Good | 2 General purpose research | 0.1 |  | 3a3 | 3. Materials Characterisation | A. Spectroscopy | 3. Nuclear Magnetic Resonance | R108032 | 83000 | 0
MHS | Paterson Institute | R0712 | SearchLight Plus Imaging and Analysis System | 10-11 | 2010-10-01 |  | Aushon | SearchLight Plus Imaging and Analysis System | Paterson Institute | 736800 | 2013-10-01 18:00 | Alison Backen | Ali Raoof | 1 Good | 1 State of art | 1 Dedicated to particular experiment | 0 |  | 4e5 | 4. Sample Measurement/Analysis | E. Optical | 5. High Resolution Imaging | R012243 | 40251.57 | 0
MHS | Paterson Institute | R0721 | High Sensitivity ECCD Camera | 10-11 | 2011-01-01 |  | Andor | High Sensitivity ECCD Camera | Paterson Institute | 740409 | 2014-01-01 18:00 | Steven Bagley | Steven Bagley | 1 Good | 1 State of art | 2 General purpose research | 0.3 |  | 3d7 | 3. Materials Characterisation | D. Optical Microscopy | 7. Fluorescence | R112021 | 29155 | 0
MHS | Paterson Institute | R0739 | BOND RESEARCH IMMUNOHISTOCHEMISTRY SYSTEM | 10-11 | 2011-04-01 |  | Leica | BOND RESEARCH IMMUNOHISTOCHEMISTRY SYSTEM | Paterson Institute | 779647 | 2014-04-01 18:00 | Garry Ashton | Garry Ashton | 1 Good | 1 State of art | 1 Dedicated to particular experiment | 0.3 |  | 2C4 | 2. Process Equipment – Biological | C. Tissue Processing | 4. Immunostainer | R112021 | 63100 | 0
MHS | Paterson Institute | R0741 | JANUS MINI MDT | 10-11 | 2011-04-01 |  | Janus | JANUS MINI MDT | Paterson Institute | 779941 | 2014-04-01 18:00 | Donald Ogilvie | Graeme Thompson | 1 Good | 1 State of art | 2 General purpose research | 0.1 |  | 1h1 | 1. Process Equipment – Physical | H. Sample Manipulation | 1. Robot | R110235 | 31751.31 | 0
MHS | Paterson Institute | R0756 | BMG LABTEACH FLUOSTAR OMEGA COMPUTER CONTROLLED READER CODE 415-101 | 10-11 | 2011-07-01 |  | BMG Labtech | BMG LABTEACH FLUOSTAR OMEGA COMPUTER CONTROLLED READER CODE 415-101 | Paterson Institute - Immunology | 809322 | 2014-07-01 18:00 | Peter Stern | Peter Stern | 1 Good | 1 State of art | 2 General purpose research | 0 |  | 3a4 | 3. Materials Characterisation | A. Spectroscopy | 4. Optical | R112021 | 28960 | 0
MHS | Paterson Institute | R0763 | Sysmex XT-2000iV | 10-11 | 2011-04-01 |  | Sysmex | Fluorescence flow cytometry for reliable leukocyte detection | Paterson Institute | 779962 | 2014-04-01 18:00 | Gail Bruder | Gail Bruder | 1 Good | 1 State of art | 2 General purpose research |  |  | 2E4 | 2. Process Equipment – Biological | E. Characterisation | 4. Cell Counters | R112021 | 28000 | 0
MHS | Paterson Institute | R0772 | Axio Observer D1 Inverted Microscope | 10-11 | 2011-07-01 |  | Zeiss | Axio Observer Microscopes | located in FLS (was in Paterson Institute for Cancer Research - Breakthrough Developmental Biology) | 809323 | 2014-07-01 18:00 | Paul Lu | Paul Lu |  |  |  | 0 | [5 empty] | R104463 | 148417.82 | 0
MHS | Paterson Institute | R0774 | FACSJAZZ CELL SORTER | 10-11 | 2011-07-01 |  | BD | FACSJAZZ CELL SORTER | Paterson Institute - Flow Cytometry | 815789 | 2014-07-01 | Morgan Blaylock | Jeff Barry | 1 Good | 1 State of art | 2 General purpose research | 0.2 |  | 2E6 | 2. Process Equipment – Biological | E. Characterisation | 6. Analysers | R112021 | 100000 | 0
MHS | Paterson Institute | R0782 | Confocal Microscope | 10-11 | 2011-07-01 |  | Photometrics | Confocal Microscope | Paterson Institute - ADVANCED IMAGING UNIT | 842010 | 2014-07-01 18:00 | Steven Bagley | Steven Bagley | 1 Good | 1 State of art | 2 General purpose research | 0.3 |  | 3d1 | 3. Materials Characterisation | D. Optical Microscopy | 1. Confocal | R112021 | 32015 | 0
MHS | Paterson Institute | R0783 | Ultimate 3000 Binary Rapid Separation Nano Flow Pump | 10-11 | 2011-07-01 |  | Dionex | Ultimate 3000 Binary Rapid Separation Nano Flow Pump | Paterson Institute - MASS SPEC | 842154 | 2014-07-01 18:00 | Duncan Smith | Duncan Smith | 1 Good | 3 Adequate | 1 Dedicated to particular experiment | 0 |  | 3l5 | 3. Materials Characterisation | L. Chemical Analysis | 5. Chromatography | R112021 | 39360.52 | 0
MHS | Paterson Institute | R0787 | Fluorescence Upgrade For Panoramic Scan 150/300 | 11-12 | 2011-10-01 |  | 3D Histech | Fluorescence Upgrade For Panoramic Scan 150/300 | Paterson Institute - ADVANCED IMAGING UNIT | 834207 | 2014-10-01 18:00 | Steven Bagley | Steven Bagley | 1 Good | 1 State of art | 2 General purpose research | 0.3 |  | 3d7 | 3. Materials Characterisation | D. Optical Microscopy | 7. Fluorescence | R112021 | 61017 | 0
MHS | Paterson Institute | R0789 | Andor DU-888 Camera | 11-12 | 2011-10-01 |  | Andor | High Sensitivity EMCCD Camera | Paterson Institute - ADVANCED IMAGING UNIT | 813499 | 2014-10-01 18:00 | Steven Bagley | Steven Bagley | 1 Good | 1 State of art | 2 General purpose research | 0.3 |  | 3d7 | 3. Materials Characterisation | D. Optical Microscopy | 7. Fluorescence | R112021 | 31017 | 0
MHS | Paterson Institute | R0810 | SpectraMax M5 | 11-12 | 2012-07-01 |  | Molecular Devices | Spectramax M5 Microplacte/Cuvette Reader | PICR Advanced Imaging Facility | 932428 | 2017-07-01 06:00 | Stuart Pepper | StuartPepper | 1 Good | 1 State of art | 2 General purpose research | 0.2 |  | 3B1 | 3. Materials Characterisation | B. Spectrometry | 1. Spectrophotometry | R112021 | 31816.57 | 5833.0378
MHS | Paterson Institute | R0811 | Labcyte Echo, upgrade from model 520 to model 550 | 11-12 | 2012-07-01 |  | Labcyte | 520-UG550 Upgrade of Echo 520 to Echo 550 | Paterson Institute, RG34 | 916934 | 2014-03-31 | Ian Waddel | Graeme Thompson | 1 Good | 1 State of art | 2 General purpose research | 0.1 |  | 1h1 | 1. Process Equipment – Physical | H. Sample Manipulation | 1. Robot | R110235 | 65255.11 | 0
MHS | Paterson Institute | R0812 | Molecular Imager PharosFX plus system | 11-12 | 2012-07-01 |  | Bio Rad | Flatbed Imaging system | PICR, Instrument room RF30 | 938895 | 2015-07-01 18:00 | Stuart Pepper | Stuart Pepper | 1 Good | 1 State of art | 2 General purpose research | 0.5 |  | 2a3 | 2. Process Equipment – Biological | A. Growth and Manipulation | 3. Cell Culture | R112021 | 50000 | 0
MHS | Paterson Institute | R0815 | IBM V7000U | 11-12 | 2012-04-01 |  | IBM | Store Research Data Sets | Paterson Institute for Cancer Research Room fr30 | 947677 | 2015-04-01 18:00 | Malik Pervez | Malik Pervez | 1 Good | 1 State of art | 2 General purpose research | 0.4 | Paterson Institute | 6A2 | 6. Infrastructure | A. IT | 2. Storage | R112021 | 140054.14 | 0
MHS | Paterson Institute | R0816 | Autoclave | 11-12 | 2012-04-01 |  | Getinge | Getinge Hs6610-Ar1 Laboratory Sterilizer | Paterson Institute for Cancer Research - Lab Services | 872140 | 2015-04-01 18:00 | Stuart Pepper | Stuart Pepper | 1 Good | 1 State of art | 2 General purpose research | 0.3 | Paterson Institute | 2d1 | 2. Process Equipment – Biological | D. Sterilisation | 1. Autoclave | R112021 | 47370 | 0
MHS | Paterson Institute | R0819 | Cell Insight Platform (Leased) | 11-12 | 2012-07-01 |  | De Lage Landen | Cell Insight Platform | Paterson Institute for Cancer Research, RB112 | 940683 | 2014-03-31 | Steve Bagley | Allan Jordan | 1 Good | 2 Good | 2 General purpose research | 0.1 |  | 4G5 | 4. Sample Measurement/Analysis | G. Bio-Medical | 5. Cells | R110235 | 48035 | 0
MHS | Paterson Institute | R0821 | Hardward Expansion of the Echo Acoustic Dispenser | 11-12 | 2012-07-01 |  | Labcyte | Access automation platform for Echo acoustic dispensor | Paterson Institute for Cancer Research Drug Discovery Lab | 948770 | 2014-03-31 | Allan Jordan | Ian Waddell | 1 Good | 1 State of art | 2 General purpose research | 0.1 |  | 1h1 | 1. Process Equipment – Physical | H. Sample Manipulation | 1. Robot | R110235 | 127824.6 | 0
MHS | Paterson Institute | R0839 | PHERAstar FS | 12-13 | 2012-09-01 |  | BMGLabTech | Pherastar FS | Paterson Institute for Cancer Research Drug Discovery Lab | 1000479 | 2014-03-31 | Allan Jordan | Allan Jordan | 1 Good | 1 State of art | 2 General purpose research | 0.1 |  | 2e5 | 2. Process Equipment – Biological | E. Characterisation | 5. Plate Readers | R110235 | 68112 | 0
MHS | Paterson Institute | R0846 | IncuCyte ZoomHD, a live cell imaging system | 12-13 | 2012-09-01 |  | Essen Bioscience | Incucyte HD | Paterson Institute for Cancer Research Drug Discovery Lab | 1003654 | 2014-03-31 | Allan Jordan | Allan Jordan | 1 Good | 1 State of art | 2 General purpose research | 0.1 |  | 3D6 | 3. Materials Characterisation | D. Optical Microscopy | 6. Live Cell | R110235 | 53600 | 0
MHS | Paterson Institute | R0853 | Genevac HT4x | 12-13 | 2012-12-01 |  | Genevac | Parallel evaporationof purified chemical samples | PICR, RG37 | 1034391 | 2014-03-31 | Rebecca Newton | Rebecca Newton | 1 Good | 1 State of art | 2 General purpose research | 0.1 |  | 1G2 | 1. Process Equipment – Physical | G. Chemical Reactor | 2. Distillation | R110235 | 38191.82 | 0
MHS | Paterson Institute | R0862 | LINUX CLUSTER (Dell powerEdge c62000,C600, R5200, Powervault R520) | 12-13 | 2013-01-01 |  | Dell | High performance computing cluster | Paterson Institute for Cancer Research, IT Room FR30 | 1056008 | 2016-01-01 18:00 | Malik Pervez | Malik Pervez | 1 Good | 1 State of art | 2 General purpose research | 0 |  | 6a1 | 6. Infrastructure | A. IT | 1. Server | R112021 | 55038.55 | 0
MHS | Paterson Institute | R0867 | ISET Instrument | 12-13 | 2013-02-01 |  | Agilent Technologies | ISET Medical Device (Separation of circulating tumour cells) | Paterson Institute for Cancer Research CEP RF109 | 1064344 | 2017-02-01 | Cliona Kirwan | Cliona Kirwan | 1 Good | 1 State of art | 1 Dedicated to particular experiment | 0 |  | 2E6 | 2. Process Equipment – Biological | E. Characterisation | 6. Analysers | R115022 | 55832.33 | 6979.0412
MHS | Paterson Institute | R0871 | ODYSSEY CLX INFRARED IMAGING SYSTEM | 12-13 | 2013-04-01 |  | Licor.com | Li-Cor Odyssey Imaging System | PICR Instrument room RS78 | 1079910 | 2016-04-01 | Stuart Pepper | Stuart Pepper | 1 Good | 1 State of art | 2 General purpose research | 0.1 |  | 2e5 | 2. Process Equipment – Biological | E. Characterisation | 5. Plate Readers | R112021 | 57008.5 | 0
MHS | Paterson Institute | R0900 | Paterson-Pepper-XFe96 | 12-13 | 2013-06-01 |  | Seahorse Bioscience | Seahorse XFe Extracellular Flux Analyser for the simultaneous measure of mitochondrial respiration and glycolysis. | Paterson Institute - RS68 | 1118028 | 2016-06-01 | Franziska Baenke | Stuart Pepper | 1 Good | 1 State of art | 1 Dedicated to particular experiment | 0 | no | 2E4 | 2. Process Equipment – Biological | E. Characterisation | 4. Cell Counters | R112021 | 109947.19 | 0
MHS | Paterson Institute | R0933 | Multihead microscope | 13-14 | 2013-11-01 |  | Leica Microsystems | Allows multiple people to view tissue sections for histology analysis. | CEP | 1175266 | 2015-08-01 04:30 | Martin Greaves | Stuart Pepper | 1 Good | 1 State of art | 1 Dedicated to particular experiment | 0 | no | 4H4 | 4. Sample Measurement/Analysis | H. Acoustic | 4. Microscope | R110917 | 34154.08 | 0
MHS | Pharmacy | E00407 | O7MFP119 UMA | 06-07 | 2007-03-01 |  |  | O7MFP119 UMA | Stopford Building | 208638 | 2011-03-01 | N Tirelli | N Tirelli | 1 Good | 2 Good | 3 Research and Teaching | 0.2 |  | 3f1 | 3. Materials Characterisation | F. Surface Probe Microscopy | 1. Atomic Force | AD00205 | 82170 | 0
MHS | Pharmacy | E00502 | Luminescence Spectrometer | 04-05 | 2005-08-01 |  |  | Luminescence Spectrometer | Stopford Building |  | 2009-08-01 | N Tirelli | N Tirelli | 1 Good | 2 Good | 3 Research and Teaching | 0.2 |  | 3B1 | 3. Materials Characterisation | B. Spectrometry | 1. Spectrophotometry | HB459 | 32786.27 | 0
MHS | Pharmacy | E00505 | Zeta Nano-ZS Zeta & Size | 04-05 | 2005-08-01 |  | Malvern | Zeta Nano-ZS Zeta & Size | Stopford Building |  | 2009-08-01 | N Tirelli | N Tirelli | 1 Good | 2 Good | 3 Research and Teaching | 0.2 |  | 3M1 | 3. Materials Characterisation | M. Physical Properties | 1. Particle Size Analysis | EA010 | 38490 | 0
MHS | Pharmacy | E00507 | GPC System | 04-05 | 2005-08-01 |  | Polymer Laboritories | GPC System | Stopford Building |  | 2009-08-01 | F Cellesi | F Cellesi | 1 Good | 2 Good | 3 Research and Teaching | 0.2 |  | 3l5 | 3. Materials Characterisation | L. Chemical Analysis | 5. Chromatography | EA010 | 47180 | 0
MHS | Pharmacy | E00525 | Faxitron Model CP-160 | 04-05 | 2005-08-01 |  | Faxitron | Faxitron Model CP-160 | Stopford Building |  | 2009-08-01 | I Stratford | I Stratford | 1 Good | 2 Good | 3 Research and Teaching | 0.2 |  | 2d3 | 2. Process Equipment – Biological | D. Sterilisation | 3. Irradiation | EA076 | 41020 | 0
MHS | Pharmacy | E00788 | Mocro refurbished Quattro Ultima | 10-11 | 2011-01-01 |  | Waters | Mocro refurbished Quattro Ultima | Stopford Building | 715749 | 2015-01-01 | B Houston | B Houston | 1 Good | 2 Good | 3 Research and Teaching | 0.2 |  | 3b3 | 3. Materials Characterisation | B. Spectrometry | 3. Mass Spectrometry | AA03128 | 38553 | 0
MHS | Pharmacy | E00813 | Tri-Carb 2910 Liquid Scintillation Analyser | 10-11 | 2011-07-01 |  | Perkin Elmer | quantify radiolabelled test substances | Room 3.131, 3rd Floor Stopford Building | 833564 | 2015-07-01 | Head of School | Head of School | 1 Good | 1 State of art | 3 Research and Teaching | 0.2 |  | 2e7 | 2. Process Equipment – Biological | E. Characterisation | 7. Scintillation Counters | AA03128 | 29321 | 0
MHS | Pharmacy | E00907 | H35 HYPOXYSTATION&REMOVABLE FRONT | 12-13 | 2013-04-01 |  | DW Scientific | H35 HYPOXYSTATION&REMOVABLE FRONT | 2.127 stopford | 1080775 | 2017-04-01 | Kaye Williams | Kaye Williams | 1 Good | 1 State of art | 2 General purpose research | 0 |  | 2a3 | 2. Process Equipment – Biological | A. Growth and Manipulation | 3. Cell Culture | AA10812 | 29889.46 | 4981.5767
MHS | Pharmacy | E01044a | Pharmaceutics kit - Flow Chemistry Prep Station | 14-15 | 2015-02-01 |  | Syrris Ltd | It allows to perform chemical reactions in microfluidic chips or larger tubes in a computer-controlled fashion. This allows a much higher reproducibility of the reactions conditions | Stopford, 2.224 | Jnl#339730 (PO1295873) | 2018-02-01 | Clelland | N Tirelli | 1 Good | 1 State of art | 1 Dedicated to particular experiment | 0.5 | Northwest Centre of Advanced Drug Delivery | 1g6 | 1. Process Equipment – Physical | G. Chemical Reactor | 6. Automated Synthesis | AA12692 | 75475 | 37737.5
MHS | Pharmacy | E01044b | Pharmaceutics kit - FFF-SEC-MALS-Visco System | 14-15 | 2015-03-01 |  | Postnova Analytics GmbH and Malvern plc | it works in combination with the Malvern plc detectors to provide size distributions of polymers and drug carrier structures | Stopford, 2.224 | Jnl#339730 (PO1303724) | 2018-03-01 | Clelland | N Tirelli | 1 Good | 1 State of art | 1 Dedicated to particular experiment | 0.5 | Northwest Centre of Advanced Drug Delivery | 3L5 / 3M1 | 3: Materials characterisation | L. Chemical Analysis OR M Physical properties | 6. Macromolecular OR 1. Particle Size Analysis | AA12692 | 127228.5 | 67148.375
MHS | Pharmacy | E01044c | Pharmaceutics kit - Mastersizer | 14-15 | 2015-03-01 |  | Malvern instruments Ltd | Size distribution in dry state or aqueous dispersions, for particles ranging from 50 nm to few mm. The analytical technique is based on laser diffraction | Stopford, 2.224 | Jnl#339730 (PO1293862) | 2018-03-01 | N Tirelli | N Tirelli | 1 Good | 1 State of art | 1 Dedicated to particular experiment | 0.8 | Yes, but web site not ready yet | 3M1 | 3. Materials Characterisation | M. Physical Properties | 1. Particle Size Analysis | AA12692 | 45879.2 | 24214.0222
MHS | Pharmacy | E01044d | Pharmaceutics kit - Rotary Tablet Press | 14-15 | 2015-12-01 |  | RIVA EUROPE Limited | Makes a wide range of tablets | Stopford G228 | Jnl#339730 (PO1300507) | 2018-12-01 | Hunter | Hunter | 1 Good | 1 State of art | 1 Dedicated to particular experiment | Y | Yes, web site not ready yet | 1H2 | 1. Process Equipment – Physical | H. Sample Manipulation | 2. Stopped Flow | AA12692 | 90000 | 70000
MHS | Pharmacy | E01044f | Pharmaceutics kit - SEC/GPC Detectors | 14-15 | 2015-02-01 |  | Malvern instruments Ltd | In combination with the FFF system, it allows to obtain precise size distribution for polymers or drug carriers | Stopford, 2.224 | Jnl#339730 (PO1302741) | 2018-02-01 | Clelland | N Tirelli | 1 Good | 1 State of art | 1 Dedicated to particular experiment | 0.5 | Northwest Centre of Advanced Drug Delivery | 3L5 / 3M1 | 3: Materials characterisation | L. Chemical Analysis OR M Physical properties | 6. Macromolecular OR 1. Particle Size Analysis | AA12692 | 74745.92 | 37372.96
MHS | Pharmacy | R0078 | Microscope | 01-02 | 2006-08-01 06:00 |  | Nikon | Microscope | Incubator Building |  | 2009-08-01 | D Berk | D Berk | 1 Good | 2 Good | 3 Research and Teaching | 0.2 |  | 3d1 | 3. Materials Characterisation | D. Optical Microscopy | 1. Confocal | LE00116 | 153561.6 | 0
MHS | Pharmacy | R0083 | Microscope | 01-02 | 2006-08-01 06:00 |  | Nikon | Microscope | Incubator Building |  | 2009-08-01 | D Berk | D Berk | 1 Good | 2 Good | 3 Research and Teaching | 0.2 |  | 3D6 | 3. Materials Characterisation | D. Optical Microscopy | 6. Live Cell | LE00116 | 17062.4 | 0
MHS | Pharmacy | R0107 | Rheometer | 02-03 | 2006-08-01 06:00 |  |  | Rheometer | Stopford Building |  | 2009-08-01 | N Tirelli | N Tirelli | 1 Good | 2 Good | 3 Research and Teaching | 0.2 |  | 3K2 | 3. Materials Characterisation | K. Mechanical Properties | 2. Rheometer | LE00116 | 28123 | 0
MHS | Pharmacy | R0146 | Cary Eclipse plus Cary 4000 | 03-04 | 2006-08-01 06:00 |  | Cary | Cary Eclipse plus Cary 4000 | Stopford Building |  | 2009-08-01 | E Bichenkova | E Bichenkova | 1 Good | 2 Good | 3 Research and Teaching | 0.2 |  | 3B1 | 3. Materials Characterisation | B. Spectrometry | 1. Spectrophotometry | LE00116 | 41602 | 0
MHS | Pharmacy | R0178 | Akta FPLC chromatography system | 03-04 | 2006-08-01 06:00 |  | Akta | Akta FPLC chromatography system | Stopford Building |  | 2009-08-01 | E Bichenkova | E Bichenkova | 1 Good | 2 Good | 3 Research and Teaching | 0.2 |  | 3l5 | 3. Materials Characterisation | L. Chemical Analysis | 5. Chromatography | LE00116 | 26111.8 | 0
MHS | Pharmacy | R0201 | Confocal Microscope | 03-04 | 2006-08-01 06:00 |  | Zeiss | Confocal Microscope | Stopford Building |  | 2009-08-01 | A Pluen | A Pluen | 1 Good | 2 Good | 3 Research and Teaching | 0.2 |  | 3d1 | 3. Materials Characterisation | D. Optical Microscopy | 1. Confocal | LE00116 | 150000 | 0
MHS | Pharmacy | R0202 | Confocal Microscope | 03-04 | 2006-08-01 06:00 |  | Zeiss | Confocal Microscope | Stopford Building |  | 2009-08-01 | A Pluen | A Pluen | 1 Good | 2 Good | 3 Research and Teaching | 0.2 |  | 3d1 | 3. Materials Characterisation | D. Optical Microscopy | 1. Confocal | LE00116 | 100000 | 0
MHS | Pharmacy | R0334 | Fluorocube Fluorescence Lifetime System | 04-05 | 2006-08-01 06:00 |  | Flourocube | Fluorocube Fluorescence Lifetime System | Stopford Building |  | 2009-08-01 | E Bichenkova | E Bichenkova | 1 Good | 2 Good | 3 Research and Teaching | 0.2 |  | 3A7 | 3. Materials Characterisation | A. Spectroscopy | 7. Fluorescence | LE00116 | 50944 | 0
MHS | Pharmacy | R0404 | Advance 500 console, advance 400 console & AV300 upgrade | 05-06 | 2006-08-01 06:00 |  | Bruker | Advance 500 console, advance 400 console & AV300 upgrade | Stopford Building |  | 2009-08-01 | E Bichenkova | E Bichenkova | 1 Good | 2 Good | 3 Research and Teaching | 0.2 |  | 3a3 | 3. Materials Characterisation | A. Spectroscopy | 3. Nuclear Magnetic Resonance | R011394 | 117588 | 0
MHS | Pharmacy | R0446 | MACHINE | 06-07 | 2007-02-01 06:00 |  | Eppendorf | MACHINE QUOTE NO:GS070315/D EPPENDORF REALPLEX RT PCR. | Stopford Building |  | 2010-02-01 | A McBain | A Mcbain | 1 Good | 2 Good | 3 Research and Teaching | 0.2 |  | 4f2 | 4. Sample Measurement/Analysis | F. Proteins/Nucleic Acids | 2. PCR | R011331 | 26450 | 0
MHS | Pharmacy | R0738 | VCMK-HF Dual Channel Confocal Flurescence imaging kit | 10-11 | 2011-01-01 |  | School Built Unit | VCMK-HF Dual Channel Confocal Flurescence imaging kit | Stopford Building | 744771 | 2014-01-01 18:00 | D Clarke | D Clarke | 1 Good | 2 Good | 3 Research and Teaching | 0.2 |  | 3d1 | 3. Materials Characterisation | D. Optical Microscopy | 1. Confocal | R100900 | 49999 | 0
MHS | Psychological Sciences | E00015 | Eye Tracking System | 03-04 | 2005-08-01 |  | Applied Science Laboratories | ASL 501 Eye Tracking System | Coupland 1 |  | 2009-08-01 | A Stewart | A Stewart | 3 Poor - Inoperable | 4 No longer adequate | 3 Research and Teaching | 0 |  | 6a5 | 6. Infrastructure | A. IT | 5. Data Management | EA010 | 28082.5 | 0
MHS | Psychological Sciences | E00461 | Eye tracking system | 05-06 | 2005-07-01 |  |  | Eye tracking system + Eye tracking system configured for use in mock scanner |  |  | 2009-07-01 | D Montaldi | D Montaldi | 1 Good | 3 Adequate | 3 Research and Teaching | 0 |  | 6a5 | 6. Infrastructure | A. IT | 5. Data Management | LC10007 | 48100 | 0
MHS | Psychological Sciences | E00696 | Audiology Test Room | 08-09 | 2009-11-01 |  |  | SUPPLY, DESIGN AND FITTING OF AUDIOOLOGY TEST TOOM | Room BG.20, Ellen Wilkinson Building | 430780 | 2013-11-01 | Chris Plack | Chris Plack | 1 Good | 2 Good | 3 Research and Teaching | 0 |  | 6d3 | 6. Infrastructure | D. Laboratory | 3. Controlled Environment | AA08298 | 117978.42 | 1.1642e-10
MHS | Psychological Sciences | E00846 | Pobric Equip | 11-12 | 2012-07-01 |  | Rogue Research, Canada | Brainsight 2 Neuronavigator, secondary coil tracker and table mounted chin rest | Zochonis bldg, 1/f, Rm109 | 884322 | 2016-07-01 | Gorana Pobric | Gorana Pobric | 1 Good | 1 State of art | 1 Dedicated to particular experiment | 0 | Neurostimuiation Lab | 4G7 | 4. Sample Measurement/Analysis | G. Bio-Medical | 7. Optical | AA10460 | 18005 | 0
MHS | Psychological Sciences | E00846 | Pobric Equip | 12-13 | 2012-07-01 |  | Rogue Research, Canada | Brainsight 2 Neuronavigator, secondary coil tracker and table mounted chin rest | Zochonis bldg, 1/f, Rm109 | 884322 | 2016-07-01 | Gorana Pobric | Gorana Pobric | 1 Good | 1 State of art | 1 Dedicated to particular experiment | 0 | Neurostimuiation Lab | 4G7 | 4. Sample Measurement/Analysis | G. Bio-Medical | 7. Optical | R114610 | 18005 | 0
MHS | Psychological Sciences | E00877 | CURRY NEUROIMAGING SUITE V 7 ACQUISITION AND SIGNAL PROCESSING MODULES. 64 CH SYNAMPS RT EEG/ERP AMPLIFIER. | 12-13 | 2012-12-01 |  | Neuroscan™ | NEUROSCAN SYNAMPS2 . | BG18, ELLEN WILKINSON BLDG | 1016466 | 2016-12-01 | KJ MUNRO | KJ MUNRO | 1 Good | 1 State of art | 2 General purpose research | n/a |  | 3C7 | 3. Materials Characterisation | C. Imaging | 7. Electrical | AA10440 | 68880 | 5740
MHS | Psychological Sciences | R0449 | Combined Accuscreen | 06-07 | 2006-12-01 06:00 |  |  | Combined Accuscreen (TE and AABR) | School requests write off |  | 2009-12-01 | [11 empty] | R011129 | 64613.25 | 0
MHS | School of Medicine | E00138 | Cyroscan | 01-02 | 2005-08-01 |  |  | Cyroscan |  |  | 2009-08-01 | [5 empty] | 0 | [5 empty] | HA235 | 36290 | 0
MHS | School of Medicine | E00143 | No information | 01-02 | 2005-08-01 |  |  | No information |  |  | 2009-08-01 | [11 empty] | AC001 | 53656 | 0
MHS | School of Medicine | E00173 | Image Analyser | 00-01 | 2005-08-01 |  |  | Image Analyser |  |  | 2009-08-01 | [5 empty] | 0 | [5 empty] | HA235 | 254475.24 | 0
MHS | School of Medicine | E00389 | No information | 04-05 | 2004-07-01 12:00 |  |  | No information |  |  | 2014-07-01 | [11 empty] | LC10010 | 20878.09 | 0
MHS | School of Medicine | E00394 | BrainAmp MR PLUS 64 Channel Brain Products Modular EEG System & NordicNeuroLab Audio System | 06-07 | 2007-04-01 |  | Brain Products | BrainAmp MR PLUS 64 Channel Brain Products Modular EEG System & NordicNeuroLab Audio System |  | 203878 | 2011-04-01 | [5 empty] | 0 | [5 empty] | FA00948 | 73950 | 0
MHS | School of Medicine | E00544 | Microscope System | 04-05 | 2005-08-01 |  |  | Microscope System | Room 1.020 AV Hill |  | 2009-08-01 | [5 empty] | 0 | [5 empty] | EA011 | 29419.47 | 0
MHS | School of Medicine | F0015 | Clincal Research Facility | 01-02 | 2000-07-01 12:00 |  | 2 | Clincal Research Facility | Clincal Research Facility |  | 2010-07-01 | not required |  | Not Required | Not Required | Not Required | Not Required | [5 empty] | WA00197 | 54011.22 | 0
MHS | School of Medicine | F0016 | Additional Medical Students | 01-02 | 2004-07-01 12:00 |  | 2 | Additional Medical Students | Additional Medical Students |  | 2014-07-01 | not required |  | Not Required | Not Required | Not Required | Not Required | [5 empty] | WA00199 | 16471.08 | 0
MHS | School of Medicine | F0018 | Clincal Research Facility | 02-03 | 2001-01-01 12:00 |  | 2 | Clincal Research Facility | Clincal Research Facility |  | 2011-01-01 | not required |  | Not Required | Not Required | Not Required | Not Required | [5 empty] | WA00197 | 10000 | 0
MHS | School of Medicine | F0025 | Stoppard-3/F lab refurb | 03-04 | 2003-07-01 12:00 |  | 2 | Stoppard-3/F lab refurb | Stoppard-3/F lab refurb |  | 2013-07-01 | not required |  | Not Required | Not Required | Not Required | Not Required | [5 empty] | WA00222 | 930.54 | 0
MHS | School of Medicine | S0001 | CLINICAL RESEARCH FACILITY | 04-05 | 2005-08-01 |  |  | CLINICAL RESEARCH FACILITY |  |  | 2009-08-01 | not required |  | Not Required | Not Required | Not Required | Not Required | [5 empty] | WA00197 | 299845.23 | 0
MHS | School of Nursing, Midwifery and Social Work | F0081 | Scan building | 07-08 | 2008-08-01 |  | 2 | Additions to Fixtures in Scan building for Nursing Apr - Jun 08 | Jean MacFarlane Building |  | 2018-08-01 | not required |  | Not Required | Not Required | Not Required | Not Required | [5 empty] | AA07012 | 238740.58 | 47748.116
MHS | School of Nursing, Midwifery and Social Work | F0082 | Scan building | 07-08 | 2008-08-01 |  | 2 | Additions to Fixtures in Scan building for Nursing Apr - Jun 08 | Jean MacFarlane Building |  | 2018-08-01 | not required |  | Not Required | Not Required | Not Required | Not Required | [5 empty] | AA07012 | 67949.07 | 13589.814
MHS | School of Nursing, Midwifery and Social Work | E01098 | SimMan advanced patient simulator - Equipment | 15-16 | 2015-12-18 |  | Laerdal Medical Limited | adult patient simulator designed to deliver the most realistic training possible | Room 1.323/1.324 | 1439455 & 1439464 | 2018-12-01 | Jean McFarlane Building | David Turner | N/A | N/A | n/a | [6 empty] | AA01466 | 106109.02 | 82529.2378
MHS | School of Nursing, Midwifery and Social Work | E01098 | SimMan advanced patient simulator - Enabling work | 15-16 | UC |  | Laerdal Medical Limited | Project 6302 Stopford Sim Man - estates costs relating to the Nursing Stopford Sim Man | Stopford Bldg | JNL#392392 | (blank) | Jean McFarlane Building | David Turner | N/A | N/A | n/a | n/a | [5 empty] | AA01466 | 0 | 0
MHS | School of Nursing, Midwifery and Social Work | E01126 | Jean McFarlane Consultation Skills Suite (PN6329) | 15-16 | 2015-09-01 |  | Laerdal Medical Limited | Self-contained pod's | Jean McFarlane Building | JNL#399538 | 2018-09-01 | [11 empty] | AA01466 | 288596.05 | 200413.9236
MHS | Translational Medicine | E00777 | Axon GenePix 4400A Scanner | 09-10 | 2010-07-01 |  | Molecular Devices | Axon GenePix 4400A Scanner |  | 668789 | 2014-07-01 | [5 empty] | 0 |  | 3E1 | 3. Materials Characterisation | E. Electron/Ion Microscopy | 1. Scanning | AA06935 | 30000 | 0
MHS | Translational Medicine | E00806 | PolarStar Omega Plate Reader | 10-11 | 2011-07-01 |  | BMG Labtech | PolarStar Omega Plate Reader |  | 835497 | 2015-07-01 | [5 empty] | 0 |  | 2e5 | 2. Process Equipment – Biological | E. Characterisation | 5. Plate Readers | AA08226 | 2766.6 | 0
MHS | Translational Medicine | E00806 | PolarStar Omega Plate Reader | [19 empty] | AA09280 | 24899.4 | 0
MHS | Translational Medicine | R0303 | LightCycler Instrument | 04-05 | 2006-08-01 06:00 |  | Roche | LightCycler Instrument | Wythenshawe ERC Lab |  | 2009-08-01 | Peter Warn | Peter Warn | 1 Good | 2 Good | 2 General purpose research | 0.5 |  | 4f2 | 4. Sample Measurement/Analysis | F. Proteins/Nucleic Acids | 2. PCR | LE00115 | 36650 | 0
MHS | Translational Medicine | R0383 | TCD Machine | 05-06 | 2006-08-01 06:00 |  |  | Nicolet Companion 3 System TCD Machine | Yellow Route near Clinic 1&2, Wythenshaw Hospital |  | 2009-08-01 | [5 empty] | 0 |  | 2a1 | 2. Process Equipment – Biological | A. Growth and Manipulation | 1. Bacteriology | R011526 | 25531.14 | 0
MHS | Translational Medicine | R0407 | FACSCanto Flow cytometer Machine. | 06-07 | 2006-08-01 06:00 |  | BD Biosciences | FACSCanto Flow cytometer Machine. | 2nd Floor, Lab ERC, Wythenshawe |  | 2009-08-01 | [5 empty] | 0 |  | 2a1 | 2. Process Equipment – Biological | A. Growth and Manipulation | 1. Bacteriology | R040000 | 85000 | 0
MHS | Translational Medicine | R0429 | Shimadzu HPLC system | 06-07 | 2007-02-01 06:00 |  | Shimadzu | Shimadzu HPLC system as detailed in attached quotation dated 09/11/06 from James Brown | Wythenshawe ERC Lab |  | 2010-02-01 | [5 empty] | 0 |  | 2000000 |  |  |  | R100330 | 26987 | 0
MHS | Translational Medicine | R0594 | Flow Cytometer | 08-09 | 2009-08-01 |  |  | Flow Cytometer | Wythenshawe Transplant Centre | 472508 | 2012-08-01 18:00 | [5 empty] | 0 |  | 2a1 | 2. Process Equipment – Biological | A. Growth and Manipulation | 1. Bacteriology | R107944 | 100000 | 0
MHS | Translational Medicine | R0616 | C6 Flow Cytometer | 09-10 | 2009-09-01 |  | BD Biosciences | C6 Flow Cytometer®, CFlow® Plus Software and Workstation CAT nos. SY-01, CP-158, CF-20, SC-15 | MIB | 582843 | 2012-09-01 18:00 | Ardeshir Bayat | Ardeshir Bayat |  |  |  | 0 |  | 2a1 | 2. Process Equipment – Biological | A. Growth and Manipulation | 1. Bacteriology | R111182 | 30000 | 0
MHS | Translational Medicine | R0640 | xCELLigence SP Instrument | 09-10 | 2009-12-01 |  | Roche | xCELLigence SP Instrument | MIB | 581585 | 2012-12-01 18:00 | [5 empty] | 0 |  | 2E4 | 2. Process Equipment – Biological | E. Characterisation | 4. Cell Counters | R111182 | 29900 | 0
MHS | Translational Medicine | R0724 | Illumina iScan | 10-11 | 2011-04-01 |  | Illumina | Illumina iScan |  | 748964 | 2014-04-01 18:00 | [5 empty] | 0 |  | 3E1 | 3. Materials Characterisation | E. Electron/Ion Microscopy | 1. Scanning | R109969 | 120000 | 0
MHS | Translational Medicine | R0724 | Illumina iScan | [19 empty] | R111724 | 43678.47 | 0
MHS | Translational Medicine | R0724 | Illumina iScan | [19 empty] | R112785 | 156999.94 | 0
MHS | Translational Medicine | R0834 | Dropsense96 | 11-12 | 2012-09-01 |  | Trinean | Dropsense96 |  | 985490 | 2014-02-19 | Paul Gilbert | Paul Gilbert | 1 Good | 1 State of art | 2 General purpose research | 0 | [5 empty] | R114766 | 26036.65 | 0
MHS | Translational Medicine | R0840 | Covaris S220 Adaptive Focused Acoustic system | 12-13 | 2013-07-01 |  |  | Covaris S220 Adaptive Focused Acoustic system |  | 999884 | 2013-12-31 | [11 empty] | R111724 | 27804 | 0
MHS | Translational Medicine | R0841 | PyroMark Q24 MDx Instrument | 12-13 | 2012-11-01 |  |  | PyroMark Q24 MDx Instrument |  | 1010137 | 2014-02-19 | Paul Gilbert | Paul Gilbert | 1 Good | 1 State of art | 1 Dedicated to particular experiment | [6 empty] | R114766 | 46175.09 | 0
MHS | Translational Medicine | R0843 | Quant Studio 12k Flex | 12-13 | 2012-11-01 |  |  | Quant Studio 12k Flex |  | 1013071 | 2014-02-19 | Paul Gilbert | Paul Gilbert | 1 Good | 1 State of art | 1 Dedicated to particular experiment | [6 empty] | R114766 | 143655.07 | 0
MHS | Translational Medicine | R0847 | MiSeq system | 12-13 | 2012-09-01 |  | Illumina | MiSeq system | Stopford Bldg, Rm 2.407/2.507 | 1010130 | 2014-02-19 | Paul Gilbert |  | 1 Good | 1 State of art | 2 General purpose research | [6 empty] | R114766 | 83282 | 0
MHS | Translational Medicine | R0866 | Personal Genome Machine System (PGM) | 12-13 | 2013-03-01 |  |  | Personal Genome Machine System (PGM) |  | 1072989 | 2013-08-31 | [11 empty] | R106122 | 69272.05 | 0
MHS | Wellcome Trust | E00011 | ISO100 Iocom testing & rehabilitation unit | 03-04 | 2005-08-01 |  |  | ISO100 Iocom testing & rehabilitation unit | WTCRF |  | 2009-08-01 | [11 empty] | SM188 | 41706.63 | 0
MHS | Wellcome Trust | E00016 | Ultrasound Machine | 03-04 | 2005-08-01 |  |  | Ultrasound Machine | WTCRF |  | 2009-08-01 | [11 empty] | HA518 | 71273 | 0
MHS | Wellcome Trust | E00116 | Ergospirometry device | 01-02 | 2005-08-01 |  |  | Ergospirometry device |  |  | 2009-08-01 | [11 empty] | HC127 | 27000 | 0
MHS | Wellcome Trust | E00661 | Optical coherence tomography microscope system. | 07-08 | 2008-04-01 |  |  | Optical coherence tomography microscope system. | Wellcome Trust Clinical Research Facility | 326269 | 2012-04-01 | [11 empty] | AA01443 | 54425.48 | 0
MHS | Wellcome Trust | E00825 | Philips iU22 Ultrasound Radiology System | 11-12 | 2011-10-01 |  | Philips | Cardiovascular ultrasound for research studies | Wellcome Trust room F7 | 860766 | 2015-10-01 | Paul Brown |  | 1 Good | 1 State of art | 2 General purpose research | 0 | [5 empty] | AA01443 | 84768 | 0
MHS | Wellcome Trust | E00954 | AV,VC Equipment -Seminar Room S5 | 13-14 | 2014-01-01 |  |  | AV, VC and TC + furniture for seminar room | NIHR/WTCRF Room S5 Seminar Room | 1170940 | 2018-01-01 | Paul Brown | Paul Brown | 1 Good | 1 State of art | 3 Research and Teaching | 0.5 | Yes , NIHR/Wellcome Trust CRF | 6A6 | 6. Infrastructure | A. IT | 6. Display | AA01443 | 33275.78 | 11785.1721
MHS | Psychology | E01054 | EEG Booths - Zochonis (enabling work cost - Estates ref.PN6136) | 14-15 | 2015-08-14 |  | n/a | EEG Booths - Zochonis (enabling work cost - Estates ref.PN6136) | Zochonis Bldg | 1361268/1371694/1381837/jnl#370647 | 2018-08-01 |  | Wael El-Deredy | 1 Good | 1 State of art | 3. Research & Teaching | 0.2 | EEG Booths | 6H3 | 6. Infrastructure | H. Audio Visual | 3. Presentation | AA13162 | 446510.64 | 297673.76
MHS | CRUK Manchester Institute | R1111 | QX200 Digital PCR System | 15-16 | 2015-10-20 |  | BioRad | Mutation detection and quantification | Room RG3, Paterson Building | 1439868 | 2016-03-31 | Wolfgang Breitweiser | Stuart Pepper | 1 Good | 1 State of art | 2 General purpose research | 0 | no | 4f2 | 4. Sample Measurement/Analysis | F. Proteins/Nucleic Acids | 2. PCR | R118416 | 91995 | 0
MHS | CRUK Manchester Institute | R1124 | CISCO UCS | 15-16 | 2015-12-21 |  | Cisco | IT server farm | IT server room, Paterson Building | 1390252 | 2018-12-01 | Steve Royle | Stuart Pepper | 1 Good | 1 State of art | 2 General purpose research | 0 | CRUK MI IT Facility | 6a1 | 6. Infrastructure | A. IT | 1. Server | R118416 | 165645.76 | 128835.5911
MHS | CRUK Manchester Institute | R1134 | Autoclave | 15-16 | 2016-05-16 |  | MMM | Sterilisation of cages and animal bedding | Paterson Building BRU | PO1446150 | 2019-05-01 | Lisa Doar | Stuart Pepper | 1 Good | 1 State of art | 2 General purpose research |  |  | 2d1 | 2. Process Equipment – Biological | D. Sterilisation | 1. Autoclave | R118416 | 94415.29 | 86547.3492
MHS | CRUK Manchester Institute | E01121 | CyteFinder | 15-16 | 2016-07-01 |  | Rarecyte | Single cell isolation and analysis | CEP group, CRUK Manchester Institute, Paterson Building | 1465347 | 2019-07-01 | Jon Tugwood | Stuart Pepper | 1 Good | 1 State of art | 2 General purpose research | 0 | no |  |  |  |  | AA11629 | 111149.7 | 108062.2083
MHS | CRUK Manchester Institute | R1143 | Ariol DM6000 B Workstation | 15-16 | 2016-01-06 |  | Leica | Scanning of histology slides | Advanced Imaging and FACS Facility | PO1453293 | 2019-01-01 | Steve Bagley | Stuart Pepper | 1 Good | 1 State of art | 2 General purpose research |  |  | 2d1 | 2. Process Equipment – Biological | D. Sterilisation | 1. Autoclave | R118416 | 149857.97 | 120718.9203
MHS | CRUK Manchester Institute | R1144 | QuantStudio | 15-16 | 2016-01-14 |  | Thermofisher | Transcript detection and quantification | CRUK Manchester Institute MBCF | PO1497062 | 2019-01-01 | Wolfgang Breitweiser | Stuart Pepper | 1 Good | 1 State of art | 2 General purpose research |  |  | 4f2 | 4. Sample Measurement/Analysis | F. Proteins/Nucleic Acids | 2. PCR | R118416 | 60735.44 | 48925.7711
MHS | CRUK Manchester Institute | R1145 | Micro CT | 15-16 | 2016-06-06 |  | Perkin Elmer | Preclinical CT imaging | Paterson Building | PO1550678 | 2019-06-01 | Steve Bagley | Steve Bagley | 1 Good | 1 State of art | 2 General purpose research |  |  | 3C2 | 3. Materials Characterisation | C. Imaging | 2. X-ray | R118416 | 322866 | 304929
MHS | CRUK Manchester Institute | R1146 | Incucyte Zoom HD 2clr | 15-16 | 2016-07-20 |  | Essen Bioscience | Imaging of live cells | Paterson Building | 1578687 | 2019-07-01 | Steve Bagley | Steve Bagley | 1 Good | 1 State of art | 2 General purpose research |  | no | 3D6 | 3. Materials Characterisation | D. Optical Microscopy | 6. Live Cell | R118416 | 94250 | 91631.9444
MHS | Institute of Inflammation and Repair | E01103 | JPK NanoWizard/UltraSpeed Atomic Force Microscope system | 15-16 | 2016-02-15 |  | JPK Instruments Ltd | High resolution and fast scanning AFM system | Room 1.426b | 1469649 | 2019-02-01 | Nigel Hodson | Nigel Hodson | 1. Good | 1. State of the art | 3. Research and Training | Y | Y - BioAFM Facility | 3f1 | 3. Materials Characterisation | F. Surface Probe Microscopy | 1. Atomic Force | AA07540 | 172500 | 143750
MHS | Institute of Population Health Administration | R1148 | a) MHealth Dementia Platform - MHealth Dementia Platform Software | 15-16 | 2016-07-01 |  |  |  |  | Jnl#399323/537/624 (Various Pos) | 2019-07-01 | [11 empty] | R118270 | 91482.48 | 88941.3
MHS | Institute of Population Health Administration | R1148 | b) MHealth Dementia Platform - Dementia Platform Devices | 15-16 | 2016-07-01 |  |  |  |  | Jnl#399323/537/624 (Various Pos) | 2019-07-01 | [11 empty] | R118270 | 171260.46 | 166503.225
MHS | Institute of Population Health Administration | R1148 | c) MHealth Dementia Platform - MHealth server room | 15-16 | 2016-07-01 |  |  |  |  | Jnl#399323/537/624 (Various Pos) | 2019-07-01 | [11 empty] | R118270 | 146659.02 | 142585.1583
MHS | Institute of Population Health | R1141 | IPSC Facility | 15-16 | 2016-04-11 |  | n/a | iPSC Facility - the facility provides capacity to the DPUK Stem Cell Network to allow the interrogation of stem cell models of dementia through genome engineering, biological characterisation and phenotypiong and cell analysis. | rooms 4.070/4.071 | Jnl#393101 | 2019-04-01 | Alys Jones | Nigel Hooper |  |  |  |  | IPSC Facility |  |  |  |  | R118270 | 311000 | 276444.4444
PSS | Estates | E00046 | Suzuki Carry Van (MM04 XHD) | 03-04 | 2005-08-01 |  |  | Used for transporting mail to Sackville Street | Located front / rear quad |  | 2009-08-01 | Frank Green |  | 2 Adequate | 3 Adequate | 1 Dedicated to particular experiment | 0 | [5 empty] | GRG0645 | 5968.73 | 0
PSS | Estates | E00278 | Continuum Monitoring system operated on PC | 03-04 | 2003-07-01 12:00 |  | Schneider Electric | Used to control access to Car parks | Car Parks permit office, Booth Street West |  | 2013-07-01 | Kiona Simpson |  | 2 Adequate | 3 Adequate | 1 Dedicated to particular experiment | 0 | [5 empty] | LC10054 | 20724.75 | 0
PSS | Estates | E00279 | Continuum Monitoring system operated on PC | 03-04 | 2003-07-01 12:00 |  | Schneider Electric | Used to control access to Car parks | Car Parks permit office, Booth Street West |  | 2013-07-01 | Kiona Simpson |  | 2 Adequate | 3 Adequate | 1 Dedicated to particular experiment | 0 | [5 empty] | LC10054 | 3303.3 | 0
PSS | Estates | E00758 | EPOS System | 09-10 | 2010-03-01 |  | UNIWARE | Epos Till System |  | 615801 | 2014-03-01 | Alison Aucott | [10 empty] | MC00013 | 147094.79 | 0
PSS | Estates | E00871 | Equipment installation at George Begg Cafe Pod | 12-13 | 2013-10-01 |  |  | Equipment installation at George Begg Cafe Pod |  | 1008426 | 2017-10-01 | Alison Aucott | [10 empty] | MC00096 | 33937.2 | 9898.35
PSS | ITS | E00006 | Telephone System | 03-04 | 2005-08-01 |  |  | Telephone System | Reynold Building Node D 20% |  | 2009-08-01 | Darren Hankinson |  | 1 Good | 1 State of art | 3 Research and Teaching | 0.4 | [5 empty] | EL019 | 54238 | 0
PSS | ITS | E00019 | Telephone System | 03-04 | 2005-08-01 |  |  | Telephone System | Reynold Building Node D 80% |  | 2009-08-01 | Darren Hankinson |  | 1 Good | 1 State of art | 3 Research and Teaching | 0.4 | [5 empty] | EL019 | 216952 | 0
PSS | ITS | E00025 | Telephone System | 03-04 | 2005-08-01 |  |  | Telephone System | Node E Comp Science |  | 2009-08-01 | Peter Jones |  | 1 Good | 1 State of art |  | 0.5 | [5 empty] | EL019 | 271190 | 0
PSS | ITS | E00030 | server | 03-04 | 2005-08-01 |  |  | Sunfire V880 server (acup 1) - Esteem Systems Plc | Data Centre |  | 2009-08-01 | Shaz Ashraf | [10 empty] | LA010 | 41059.2 | 0
PSS | ITS | E00127 | Telephone System | 01-02 | 2005-08-01 |  |  | Telephone System | Call Centre 70% |  | 2009-08-01 | Darren Hankinson |  | 2 Adequate | 2 Good |  | 0 | [5 empty] | NP007 | 39703.72 | 0
PSS | ITS | E00144 | Telephone System | 01-02 | 2005-08-01 |  |  | Telephone System | Final (10%) invoice for A.B.C |  | 2009-08-01 | Darren Hankinson |  | 1 Good | 1 State of art |  | 0 | [5 empty] | NP007 | 124877.97 | 0
PSS | ITS | E00182 | Telephone System | 00-01 | 2005-08-01 |  |  | Telephone System | Node A Comp Science 70% |  | 2009-08-01 | Darren Hankinson |  | 1 Good | 1 State of art |  | 0.3 | [5 empty] | NP007 | 365640.73 | 0
PSS | ITS | E00184 | Telephone System | 00-01 | 2005-08-01 |  |  | Telephone System | Node B Zochonis 70% |  | 2009-08-01 | Darren Hankinson |  | 1 Good | 1 State of art |  | 0.2 | [5 empty] | NP007 | 144801.14 | 0
PSS | ITS | E00185 | Telephone System | 00-01 | 2005-08-01 |  |  | Telephone System | Node C Whitworth Hall 70% |  | 2009-08-01 | Darren Hankinson |  | 1 Good | 1 State of art |  | 0.1 | [5 empty] | NP007 | 135242.86 | 0
PSS | ITS | E00203 | Telephone System | 00-01 | 2005-08-01 |  |  | Telephone System | Node C Whitworth Hall 20% |  | 2009-08-01 | Darren Hankinson |  | 1 Good | 1 State of art |  | 0.1 | [5 empty] | NP007 | 38640.82 | 0
PSS | ITS | E00204 | Telephone System | 00-01 | 2005-08-01 |  |  | Telephone System | Node A Comp Science 20% |  | 2009-08-01 | Darren Hankinson |  | 1 Good | 1 State of art |  | 0.3 | [5 empty] | NP007 | 115812.7 | 0
PSS | ITS | E00205 | Telephone System | 00-01 | 2005-08-01 |  |  | Telephone System | Node B Zochonis 20% |  | 2009-08-01 | Peter Jones |  | 1 Good | 1 State of art |  | 0.2 | [5 empty] | NP007 | 41371.75 | 0
PSS | ITS | E00515 | Coarse Wave Division Multiplexer | 04-05 | 2005-08-01 |  |  | Coarse Wave Division Multiplexer | Jodrell Bank/Reynolds Hse |  | 2009-08-01 | Darren Hankinson | [10 empty] | KA122 | 41835.5 | 0
PSS | ITS | E00638 | PORTABLE PROTOCOL ANALYSER | 98-99 | 1999-08-01 12:00 |  |  | SNIFFER PRO LAN PORTABLE PROTOCOL ANALYSER | Kilburn Building G77a | 557669 | 2009-08-01 | Darren Hankinson |  | 1 Good |  |  | 0.2 | [5 empty] | G37820 | 7974.31 | 0
PSS | ITS | E00694 | ITS capital project | 08-09 | 2009-05-01 |  |  | Stealthwatch Network Equipment (KHIPU) | Kilburn Building Data Centre | 421663 | 2013-05-01 | Steve Paton |  | 1 Good | 1 State of art | 1 Dedicated to particular experiment | 0 | [5 empty] | LA00468 | 127772.65 | 0
PSS | ITS | E00702 | ITS capital project | 08-09 | 2009-05-01 |  |  | General Campus Infrastructure Sun Equipment | Reynolds House & Kilburn data centres |  | 2013-05-01 | Steve Paton |  | 1 Good | 2 Good | 1 Dedicated to particular experiment | 0 | [5 empty] | LA00468 | 108054.1 | -1.1642e-10
PSS | ITS | E00713 | Campus Network Infrastructure - 1 | 08-09 | 2010-03-01 |  | Cisco | To improve the university's network infrastructure | University Campus - multiple sites |  | 2015-03-01 06:00 | Darren Hankinson |  | 1 Good | 1 State of art | 3 Research and Teaching | 0 | [5 empty] | LA00473 | 1238075.75 | 0
PSS | ITS | E00713 | Campus Network Infrastructure - 2 | 09-10 | 2010-04-01 |  | Cisco | To improve the university's network infrastructure | University Campus - multiple sites |  | 2015-04-01 06:00 | Darren Hankinson |  | 1 Good | 1 State of art | 3 Research and Teaching | 0 | [5 empty] | LA00473 | 565160.52 | 0
PSS | ITS | E00713 | Campus Network Infrastructure - 3 | 10-11 | 2012-08-01 |  | Cisco | To improve the university's network infrastructure | University Campus - multiple sites |  | 2017-08-01 06:00 | Darren Hankinson |  | 1 Good | 1 State of art | 3 Research and Teaching | 0 | [5 empty] | LA00473 | 712162.2 | 142432.44
PSS | ITS | E00713 | Campus Network Infrastructure - 4 | 11-12 | 2012-07-01 |  | Cisco | To improve the university's network infrastructure | University Campus - multiple sites | Various | 2017-07-01 06:00 | Darren Hankinson |  | 1 Good | 1 State of art | 3 Research and Teaching | 0 | [5 empty] | LA00473 | 449819.38 | 82466.8863
PSS | ITS | E00713 | Campus Network Infrastructure - 5 | 12-13 | 2013-07-01 |  | Cisco | To improve the university's network infrastructure | University Campus - multiple sites | Various | 2018-07-01 06:00 | Darren Hankinson |  | 1 Good | 1 State of art | 3 Research and Teaching | 0 | [5 empty] | LA00473 | 750948.61 | 287863.6338
PSS | ITS | E00713 | Campus Network Infrastructure - 6 | 13-14 | 2014-02-01 |  | Cisco | To improve the university's network infrastructure | University Campus - multiple sites | Various | 2019-02-01 06:00 | Darren Hankinson |  | 1 Good | 1 State of art | 3 Research and Teaching | 0 | [5 empty] | LA00473 | 2392263.92 | 1196131.96
PSS | ITS | E00714 | ITS capital project | 08-09 | 2009-08-01 |  |  | Storage and backup | Reynolds House & Kilburn data centres | 471773 | 2016-12-01 | Steve Paton |  | 1 Good | 2 Good | 1 Dedicated to particular experiment | 0.3 | [5 empty] | LA00475 | 601238.4 | 27329.0182
PSS | ITS | E00747 | ITS capital project | 08-09 | 2009-08-01 |  |  | ITS capital project (Backup Infrastructure) | Reynolds Data Centres |  | 2016-12-01 | Steve Paton |  | 1 Good | 2 Good | 1 Dedicated to particular experiment | 0.3 | [5 empty] | LA00508 | 304231.35 | 13828.6977
PSS | ITS | E00796 | Cloud Computer | 10-11 | 2011-10-01 |  |  | Computational Shared Facility |  | 767704 | 2016-10-01 06:00 | Simon Hood |  | 1 Good | 1 State of art | 1 Dedicated to particular experiment | 0 | [5 empty] | LA00541 | 109005.14 | 3633.5047
PSS | ITS | E00809a | Virtualisation Infrastructure | 10-11 | 2011-10-01 |  |  | Poweredge Racks & associated storage | Kilburn & Reynolds Datacentres | Various | 2019-10-01 | Steve Paton |  | 1 Good | 1 State of art | 3 Research and Teaching | n/a | [5 empty] | LA00548 | 123247.2 | 48785.35
PSS | ITS | E00809a | Virtualisation Infrastructure | 11-12 | 2012-10-01 |  |  | Poweredge Racks & associated storage | Kilburn & Reynolds Datacentres | Various | 2020-10-01 | Steve Paton |  | 1 Good | 1 State of art | 3 Research and Teaching | n/a | [5 empty] | LA00548 | 266959.93 | 139041.6302
PSS | ITS | E00809a | Virtualisation Infrastructure | 12-13 | 2013-10-01 |  |  | Poweredge Racks & associated storage | Kilburn & Reynolds Datacentres | Various | 2021-10-01 | Steve Paton |  | 1 Good | 1 State of art | 3 Research and Teaching | n/a | [5 empty] | LA00548 | 114884.35 | 74196.1427
PSS | ITS | E00809b | Virtual Platform Expansion Project - Dell Blades, Vmware Licenses, Veeam Licenses, Networker Licenses, Micorsoft Licenses | 13-14 | 2014-08-01 |  | Dell Hardware | Increases virtulaisation capacity |  | 1271361 | 2017-08-01 | Paul Handley |  | 1 Good | 1 State of art |  | 1 | no |  |  |  |  | LA00548 | 242314.02 | 80771.34
PSS | ITS | E00816 | DNS Upgade | 10-11 | 2011-10-01 |  |  | R810 servers | Kilburn & Reynolds Datacentres | 852579 | 2019-10-01 | Steve Paton |  | 1 Good | 1 State of art | 3 Research and Teaching |  |  | n/a |  |  |  | LA00546 | 25639.42 | 10148.9371
PSS | ITS | E00820 | Content Management System | 10-11 | 2012-01-01 |  | Terminal 4 | Consultancy to develop & deliver training materials for CMS | University wide Content Management system | Various | 2020-01-01 | Stuart Barker |  | 1 Good | 1 State of art | 1 Dedicated to particular experiment | 0 | [5 empty] | LA00549 | 37306.12 | 15932.8221
PSS | ITS | E00821 | Business System Web App Tier Refresh | 10-11 | 2011-10-01 |  | Sun (purchased via Esteem) | SPARC | Kilburn & Reynolds Datacentres | Various | 2019-10-01 | Steve Paton |  | 1 Good | 1 State of art | 3 Research and Teaching | n/a |  | n/a |  |  |  | LA00550 | 662980.8 | 262429.9
PSS | ITS | E00843 | IT Project (wifi | 11-12 | 2012-07-01 |  |  | Aruba Networks AP105 and AP135 access points and access controllers | Access controllers in Kilburn and Reynolds Datacentres and access point across campus (locations documented with Estates) | Various | 2020-07-01 | Darren Hankinson |  | 1 Good | 1 State of art | 3 Research and Teaching | [6 empty] | LA00569 | 866532.61 | 424239.9236
PSS | ITS | E00843 | IT Project (wifi |  | 2013-07-01 |  |  | Aruba Networks AP105 and AP135 access points and access controllers | Access controllers in Kilburn and Reynolds Datacentres and access point across campus (locations documented with Estates) | Various | 2021-07-01 | Darren Hankinson |  | 1 Good | 1 State of art | 3 Research and Teaching | [6 empty] | LA00569 | 1636493.24 | 1005761.4704
PSS | ITS | E00843 | IT Project (wifi | 13-14 | 2014-07-01 |  |  | Aruba Networks AP105 and AP135 access points and access controllers | Access controllers in Kilburn and Reynolds Datacentres and access point across campus (locations documented with Estates) | Various | 2022-07-01 | Darren Hankinson |  | 1 Good | 1 State of art | 3 Research and Teaching | [6 empty] | LA00569 | 3142416.38 | 2324078.781
PSS | ITS | E00861 | PODCASTING PROJECT - ITS | 12-13 | 2013-09-01 |  |  | 6TB SAN + 6TB Backup £10K (Isilon / EMC VNX 5400), Capture Devices £100K (Mini-ITX / Galicaster), Server hardware £25K (Dell), Software £80K (Entwine LLC), Networking £20K, Signage £10K, AV Integration £30K, Staffing (Y1) £170K | Lecture theatres across campus | 1028801/1125730/various | 2018-09-01 06:00 | Shaz Ashraf |  | 1 Good | 1 State of art | 3 Research and Teaching |  |  | n/a |  |  |  | LA00602 | 478396.41 | 199331.8375
PSS | ITS | E00861 | PODCASTING PROJECT - ITS | 13-14 | 2014-09-01 |  |  | 6TB SAN + 6TB Backup £10K (Isilon / EMC VNX 5400), Capture Devices £100K (Mini-ITX / Galicaster), Server hardware £25K (Dell), Software £80K (Entwine LLC), Networking £20K, Signage £10K, AV Integration £30K, Staffing (Y1) £170K | Lecture theatres across campus | 1028801/1125730/various | 2017-09-01 | Shaz Ashraf |  | 1 Good | 1 State of art | 3 Research and Teaching |  |  | n/a |  |  |  | LA00602 | 1020903.16 | 368659.4744
PSS | ITS | E00886 | Non Core Users (Identity Management) | 12-13 | 2013-10-01 |  |  | None Core Users Directory Service - Provision of authenticated accounts to non core users | Kilburn | 1083192/1093614/1093701 | 2018-10-01 | Darren Hankinson |  | 1 Good | 1 State of art | [7 empty] | LA00621 | 89974.38 | 38988.898
PSS | ITS | E00894 | ISSC TIMETABLING PROJECT | 12-13 | 2013-10-01 |  |  | Timetabling Service (To deliver IT requirement of Timetabling Project) | CTU | 1014323/1053827 | 2018-10-01 | Stuart Barker |  | 1 Good | 1 State of art | [7 empty] | LA00618 | 36240 | 15704
PSS | ITS | E00916 | Windows 7 (Staff Migration & SCC) | 12-13 | 2014-04-01 |  |  | Windows 7 - Servers and Consultancy/contractor costs | Some servers will be hosted in the Kilburn and Renold Data Centres. Some will be located in network cabinets in areas close to student clusters in faculty buildings | 1116881 | 2017-04-01 | Javier Gomez Alonso | Alex Szymanski | 1 Good | 1 State of art | 3 Research and Teaching | n/a | no | 6a1 | 6. Infrastructure | A. IT | 1. Server | LA00622 | 153127.05 | 34028.2333
PSS | ITS | E00921 | CONDOR BACKBONE COMPUTE SERVERS | 12-13 | 2013-07-01 |  |  | Dell Poweredge servers x10 - Compute servers for Condor backbone | Ferranti room C23 | 1131491 | 2018-07-01 | Ian Cottam and Chris Paul | Ian Cottam and Chris Paul | 1 Good | 1 State of art | 2 General purpose research | [6 empty] | LA00635 | 33962.76 | 13019.058
PSS | ITS | E00922 | INTERACTIVE CSF | 12-13 | 2013-08-01 |  |  | Dell servers, Cisco 2960 switch (10 Gb uplink) - Research Computing | Kilburn Machine Room, Kilburn Building | 1128713 | 2018-08-01 | Simon Hood | Simon Hood | 1 Good | 1 State of art | 2 General purpose research | [6 empty] | LA00639 | 25050.51 | 10020.204
PSS | ITS | E00961 | CRM Applications Strategy | 13-14 | 2014-07-01 |  |  | CRM Capital Increase | Virtual Asset - deeemed located with ITSD in Kilburn Building | 1208253 | 2019-07-01 06:00 | Stuart Barker |  | 1 Good | 1 State of art | 2 General purpose research | 0 | no | 6a5 | 6. Infrastructure | A. IT | 5. Data Management | LA00662 | 455427.86 | 265666.2517
PSS | ITS | E00977 | STUDENT PLACEMENT MANAGEMENT SYSTEM | 13-14 | 2014-10-01 |  | Terra Dotta | Terra Dotta Placement System | Virtual Asset - deeemed located with ITSD in Kilburn Building | 1224185 | 2017-10-01 | Stuart Barker |  | 1 Good | 1 State of art | 1 Dedicated to particular experiment | 0 | no | 6a5 | 6. Infrastructure | A. IT | 5. Data Management | LA00645 | 67226.3 | 26143.5611
PSS | ITS | E01019 | IT Service Management System (LANDesk) | 14-15 | 2014-11-01 |  | LANDESK | Service desk software application used to facilitate the management of customer requests to IT Services, the UoM Library and eLearning. The system has additional capabilities to enable internal IT service management processes. | The software is hosted on infrastructure in Telehouse datacentres in London. | 1320341 | 2017-11-01 | Greg Barclay | Chris Sharples | 1 Good | 1 State of art | 2 General purpose research | 1 | no | 6A8 | 6. Infrastructure | A. IT | 8. Distributed System | LA00668 | 320257.25 | 133440.5208
PSS | ITS | E01068 | Compute Servers | 14-15 | 2015-04-01 |  | Dell | Components of High Performance Computing cluster. | Reynolds House, Second Floor | Jnl#349686 | 2018-04-01 | Simon Hood, IT Services | n/a | 1 Good | 1 State of art | 2 General purpose research | 0 | http://ri.itservices.manchester.ac.uk/csf/ | 6a1 | 6. Infrastructure | A. IT | 1. Server | LA00700 | 50000 | 27777.7778
PSS | ITS | R0439 | Base NFS Rack | 06-07 | 2006-02-01 06:00 |  |  | Base NFS Rack - Streamline | Reynolds House |  | 2009-02-01 | Darren Hankinson | [10 empty] | R010980 | 0 | 0
PSS | ITS | E01056a | CYBER SECURITY STRATEGY | 14-15 | UC |  |  | CYBER SECURITY STRATEGY |  | 1377347 | - | [11 empty] | LA00710 | 0 | 0
PSS | ITS | E01056b | CYBER SECURITY STRATEGY - the Threat & Vulnerability Management (TVM) element | 15-16 | 2015-09-01 |  | Palo Alto Networks | Firewall Devices | Reynolds House/Joules House | 1444874 | 2018-09-01 | Steve Paton | n/a | 1 Good | 1. State of the art | n/a | n/a | no | 6. Infrastructure | n/a | n/a | n/a | KC00150 | 781215.2 | 542510.5556
PSS | ITS | E01079 | Telecoms Upgrade (PABX) | 14-15 | 2015-07-01 |  | Unify Enterprise Communications Ltd | Telecoms Upgrade (PABX) | IT Building 1st Floor / Zochonis basement / Whitworth Hall basement / Renold Building / IT Building ground floor | JNL#358586 | 2018-07-01 | Darren Hankinson | n/a | 1 Good | 2. Good | 3. Research & Teaching | n/a | no | n/a | 6. Infrastructure | n/a | n/a | LA00718 | 262051.64 | 167421.8811
PSS | ITS | E01091 | Isilon Equipment | 15-16 | 2015-10-21 |  | EMC | NAS Storage Platform | Joule/Reynold Machine Room | 1462119 | 2018-10-01 | Shaz Ashraf | n/a | 1 Good | 1. State of the art | 2. General purpose research | 200TB | no | 6A2 | 6. Infrastructure | A. IT | 2. Storage | KC00160 | 405075.48 | 292554.5133
PSS | ITS | E00735a | ITS capital project | 09-10 | 2010-08-01 |  |  | Exchange Email and Calendaring | Kilburn Building | 516037 | 2018-08-01 | Steve Paton |  | 1 Good | 1 State of art | [7 empty] | LA00503 | 794905.08 | 198726.27
PSS | ITS | E01102 | Kilburn network room - network equipment | 15-16 | 2015-11-01 |  | Cisco | Cisco network Equipment, and structured cabling system including Optical Distribution frame | Kilburn Building | 394701 | 2018-11-01 | Kilburn Building | n/a | 1 Good | 2. Good | 3. Research & Teaching | n/a | no | n/a | 6. Infrastructure | n/a | n/a | KC00158 | 110936.84 | 83202.63
PSS | ITS | E01117 | Providentia Project - servers, storage & network switches | 15-16 | 2016-05-01 |  |  |  | Renolds House | 1490632 | 2019-05-01 | Simon Hood (Research IT) | n/a | [9 empty] | KC00191 | 250000 | 229166.6667
PSS | Presidents office | E00792 | BMW PK60ZVY - presidents car | 10-11 | 2011-01-01 |  |  | BMW PK60ZVY - presidents car | Front Quad - John Owens |  | 2015-01-01 | Eric |  | 1 Good | 1 State of art | 2 General purpose research | 0 | [5 empty] | LA00304 | 45000 | 0
PSS | PSS | F0001 | Ladybarn House | 96-97 | 2005-08-01 |  | 2 | Ladybarn House | Ladybarn House |  | 2009-08-01 |  |  | Not Required | Not Required | Not Required | Not Required | [5 empty] | WA00032 | 151988 | 0
PSS | PSS | F0019 | Federal School Inter Disc Facility | 02-03 | 2005-06-01 12:00 |  | 2 | Federal School Inter Disc Facility | Federal School Inter Disc Facility |  | 2015-06-01 | not required |  | Not Required | Not Required | Not Required | Not Required | [5 empty] | WA00200 | 132137.97 | 0
PSS | PSS | F0028 | FB1 Building | 05-06 | 2005-07-01 12:00 |  | 2 | FB1 Building | FB1 Building |  | 2015-07-01 | not required |  | Not Required | Not Required | Not Required | Not Required | [5 empty] | WA00241 | 247759.28 | 0
PSS | PSS | F0049 | Movement of MSE to North Campus | 06-07 | 2006-08-01 12:00 |  | 2 | Movement of MSE to North Campus | Movement of MSE to North Campus |  | 2016-08-01 | not required |  | Not Required | Not Required | Not Required | Not Required | [5 empty] | WA00271 | 54435.89 | 0
PSS | PSS | F0050 | Movement of MSE to North Campus | 06-07 | 2006-08-01 12:00 |  | 2 | Movement of MSE to North Campus | Movement of MSE to North Campus |  | 2016-08-01 | not required |  | Not Required | Not Required | Not Required | Not Required | [5 empty] | WA00271 | 78915.28 | 0
PSS | PSS | F0074 | Alan Turing Building | 07-08 | 2007-10-01 |  | 2 | Additions to Fixtures in Alan Turing Building Aug - Oct 2007 | Alan Turing Building |  | 2017-10-01 | not required |  | Not Required | Not Required | Not Required | Not Required | [5 empty] | WA00237 | 208619.03 | 24338.8868
PSS | PSS | F0075 | Arthur Lewis Building | 07-08 | 2007-10-01 |  | 2 | Additions to Fixtures in Arthur Lewis Building Aug - Oct 2007 | Arthur Lewis Building |  | 2017-10-01 12:00 | not required |  | Not Required | Not Required | Not Required | Not Required | [5 empty] | WA00239 | 698658.54 | 81510.163
PSS | PSS | S0017 | ORACLE FINANCE SYSTEM | 04-05 | 2007-08-01 |  |  | ORACLE FINANCE SYSTEM | Software |  | 2012-07-01 06:52 |  |  | Not Required | Not Required | Not Required | Not Required | [5 empty] | WA00411 | 5072162 | 0
PSS | PSS | S0018 | STUDENT SYSTEM COSTS | 04-05 | 2007-10-01 |  |  | STUDENT SYSTEM COSTS |  |  | 2012-07-01 15:07 |  |  | Not Required | Not Required | Not Required | Not Required | [5 empty] | WA00412 | 7617934 | 0
PSS | PSS | S0019 | STUDENT SYSTEM COSTS | 06-07 | 2005-02-01 |  |  | STUDENT SYSTEM COSTS EXTRA |  |  | 2009-11-01 15:07 |  |  | Not Required | Not Required | Not Required | Not Required | [5 empty] | WA00412 | 387087.03 | 0
PSS | PSS | S0020 | HR/PAYROLL SYSTEM COSTS | 04-05 | 2004-11-01 |  |  | HR/PAYROLL SYSTEM COSTS |  |  | 2011-03-01 |  |  | Not Required | Not Required | Not Required | Not Required | [5 empty] | WA00413 | 1761731 | 0
PSS | DSE - Careers | E00667 | minivan | 07-08 | 2008-05-01 |  |  | LDV Maxus 14 seat minivan MX08 GWP | Cecil Street University Car Park | Jane Woodhall | 2012-05-01 | Paula Arnison |  | 1 Good | 2 Good | 1 Dedicated to particular experiment | 0.4 | [5 empty] | NA00034 | 28567.9 | 0
FLS & EPS | Life Sciences & Materials | R0955 | Digilab CellJet Printer | 13-14 | 2014-03-01 |  | Digilab | Dispenses small volumes of cells in gel | F23 MSC | 1177037 | 2014-06-01 | Catherine Merry | Catherine Merry | 1 Good | 1 State of art | 1 Dedicated to particular experiment |  | no | 1H3 | 1. Process Equipment – Physical | H. Sample Manipulation | 3. Micromanipulation | R116523 | 44053.2 | 0
FLS & EPS | Life Sciences & Materials | R0955 | Digilab CellJet Printer | [6 empty] | Jnl#317094 (1177037) | 2018-03-01 | Catherine Merry | Catherine Merry | 1 Good | 1 State of art | 1 Dedicated to particular experiment |  | no | 1H3 | 1. Process Equipment – Physical | H. Sample Manipulation | 3. Micromanipulation | AA10532 | 29586.25 | 11711.224
Grand Total | [23 empty] | 269232631.1 | 47908743.2065 | 631603.53

## Heritage FAR Aug16_shared file
UNIVERSITY OF MANCHESTER
Capital Heritage Register as at August 2016
Values
Faculty | School | Asset number | Name of Equipment / Make and Model | Purchase year | Commission date | Description | Location | Order number | Oracle Activity Code (BS) | Sum of Total Cost | Sum of Fixed Asset NBV | Sum of Aug-16
Library and Cultural Institutions | JRUL | H0004 | Library Books | 08-09 | 2009-08-01 | Library Books | The John Rylands Library, Deansgate |  | KA00067 | 400000 | 400000
Library and Cultural Institutions | JRUL | H0007 | Colonna Missal | 10-11 | 2011-07-01 | this is the 7th 'missing' volume from a collection of 7, we already own the other 6. It is a 16th centuary missal, created for the Sistine Chapel. | The John Rylands Library, Deansgate |  | FA02051 | 0 | 0
Library and Cultural Institutions | JRUL | H0013 | Piozzi Letters Lot 1 (1794-1797) Lot 2 (1798-1799) | 12-13 | 2013-03-01 | Lot 1: 11 Autograph letters from Piozzi to Weston 1794-1797. Lot 2: 14 Autograph letters from Piozzi to Weston and Giles 1798-1799 | The John Rylands Library, Deansgate | Received March 15th 2013, Special Collections, Bloomsbury Sale, B Quaritch Ltd | FA02557 | 56009.56 | 56009.56
Library and Cultural Institutions | JRUL | H-D0027 | Byron Collection | 09-10 | 2010-07-01 | Byron Collection - Andrew Nicholson Collection | Main Library Blue Basement |  | KA00067 | 25000 | 25000
Library and Cultural Institutions | Manchester Museum | H0017 | Artwork - Mark Dion - Bureau of the Centre for the Study of Surrealism and its Legacy | 14-15 | 2014-11-01 | A life sized replica office | Manchester Museum | 1319027 | KA00178 | 50000 | 50000
Library and Cultural Institutions | Tabley House | H0098 | Landscape - Market day | 13-14 | 2014-07-31 | Tabley House British Pictures Before 1850 | Tabley House | Lot #78 | YC00001 | 70000 | 70000
Library and Cultural Institutions | Tabley House | H0099 | PORTRAIT OF SIR PETER BYRNE LEICESTER, | 13-14 | 2014-07-31 | Tabley House British Pictures Before 1850 | Tabley House | Lot #80 | YC00001 | 175000 | 175000
Library and Cultural Institutions | Tabley House | H0100 | FIVE VIEWS OF TABLEY (set of 5) | 13-14 | 2014-07-31 | Tabley House British Pictures Before 1850 | Tabley House | Lot #81 | YC00001 | 70000 | 70000
Library and Cultural Institutions | Tabley House | H0101 | Portrait of Lord Byron | 13-14 | 2014-07-31 | Tabley House British Pictures Before 1850 | Tabley House | Lot #82 | YC00001 | 2500000 | 2500000
Library and Cultural Institutions | Tabley House | H0102 | FRIAR PUCK | 13-14 | 2014-07-31 | Tabley House British Pictures Before 1850 | Tabley House | Lot #83 | YC00001 | 400000 | 400000
Library and Cultural Institutions | Tabley House | H0103 | Portrait of Eleanor Needham | 13-14 | 2014-07-31 | Tabley House British Pictures Before 1850 | Tabley House | Lot #84 | YC00001 | 700000 | 700000
Library and Cultural Institutions | Tabley House | H0104 | The destruction of Pompeii and Herculaneum | 13-14 | 2014-07-31 | Tabley House British Pictures Before 1850 | Tabley House | Lot #85 | YC00001 | 700000 | 700000
Library and Cultural Institutions | Tabley House | H0105 | PORTRAIT OF ELIZABETH LEICESTER | 13-14 | 2014-07-31 | Tabley House British Pictures Before 1850 | Tabley House | Lot #86 | YC00001 | 500000 | 500000
Library and Cultural Institutions | Tabley House | H0106 | Tabley windy day | 13-14 | 2014-07-31 | Tabley House British Pictures Before 1850 | Tabley House | Lot #87 | YC00001 | 5000000 | 5000000
Library and Cultural Institutions | Tabley House | H0107 | Clnl Sir John Leicester Excercising the Cheshire Yeomanry | 13-14 | 2014-07-31 | Tabley House British Pictures Before 1850 | Tabley House | Lot #88 | YC00001 | 250000 | 250000
Library and Cultural Institutions | Tabley House | H0108 | The Fall of Phaeton | 13-14 | 2014-07-31 | Tabley House British Pictures Before 1850 | Tabley House | Lot #89 | YC00001 | 250000 | 250000
Library and Cultural Institutions | Tabley House | H0109 | Dalmation dog-Bitch and two Puppies | 13-14 | 2014-07-31 | Tabley House British Pictures Before 1850 | Tabley House | Lot #90 | YC00001 | 70000 | 70000
Library and Cultural Institutions | Tabley House | H0110 | PORTRAIT OF LADY GEORGINA MARIA LEICESTER AS HOPE | 13-14 | 2014-07-31 | Tabley House British Pictures Before 1850 | Tabley House | Lot #91 | YC00001 | 500000 | 500000
Library and Cultural Institutions | Tabley House | H0111 | VIEW OF DOVEDALE | 13-14 | 2014-07-31 | Tabley House British Pictures Before 1850 | Tabley House | Lot #92 | YC00001 | 125000 | 125000
Library and Cultural Institutions | Tabley House | H0112 | Regency brass inlaid rosewood sofas | 13-14 | 2014-07-31 | General Furniture and Decorations | Tabley House | Lot #93 | YC00001 | 60000 | 60000
Library and Cultural Institutions | Tabley House | H0113 | A pair of George III carved giltwood pier glasses, circa 1765, possibly by Wright & Elwick | 13-14 | 2014-07-31 | General Furniture and Decorations | Tabley House | Lot #95 | YC00001 | 125000 | 125000
Library and Cultural Institutions | Tabley House | H0114 | A pair of George III carved giltwood pier tables | 13-14 | 2014-07-31 | General Furniture and Decorations | Tabley House | Lot #96 | YC00001 | 65000 | 65000
Library and Cultural Institutions | Tabley House | H0115 | An English virginal | 13-14 | 2014-07-31 | General Furniture and Decorations | Tabley House | Lot #100 | YC00001 | 70000 | 70000
Library and Cultural Institutions | Tabley House | H0116 | Silk Embroidered waistcoats for Sir John Leicester | 13-14 | 2014-07-31 | Textiles | Tabley House | Lot #111 | YC00001 | 50000 | 50000
Library and Cultural Institutions | The John Rylands Library, Deansgate | H0117 | Catholicon | 13-14 | 2014-07-31 | John Rylands Library Books and Manuscripts | The John Rylands Library, Deansgate | Lot #113 | KA00067 | 600000 | 600000
Library and Cultural Institutions | The John Rylands Library, Deansgate | H0118 | Psaltarium | 13-14 | 2014-07-31 | John Rylands Library Books and Manuscripts | The John Rylands Library, Deansgate | Lot #114 | KA00067 | 3500000 | 3500000
Library and Cultural Institutions | The John Rylands Library, Deansgate | H0119 | Decamerone | 13-14 | 2014-07-31 | John Rylands Library Books and Manuscripts | The John Rylands Library, Deansgate | Lot #115 | KA00067 | 850000 | 850000
Library and Cultural Institutions | The John Rylands Library, Deansgate | H0120 | Biblia Latina | 13-14 | 2014-07-31 | John Rylands Library Books and Manuscripts | The John Rylands Library, Deansgate | Lot #116 | KA00067 | 6000000 | 6000000
Library and Cultural Institutions | The John Rylands Library, Deansgate | H0121 | Apocalypsis Sancti Johanis | 13-14 | 2014-07-31 | John Rylands Library Books and Manuscripts | The John Rylands Library, Deansgate | Lot #117 | KA00067 | 600000 | 600000
Library and Cultural Institutions | The John Rylands Library, Deansgate | H0122 | Canterbury Tales | 13-14 | 2014-07-31 | John Rylands Library Books and Manuscripts | The John Rylands Library, Deansgate | Lot #118 | KA00067 | 6000000 | 6000000
Library and Cultural Institutions | The John Rylands Library, Deansgate | H0123 | Opera-Rome | 13-14 | 2014-07-31 | John Rylands Library Books and Manuscripts | The John Rylands Library, Deansgate | Lot #119 | KA00067 | 1250000 | 1250000
Library and Cultural Institutions | The John Rylands Library, Deansgate | H0124 | Recuyell of Historyes of Troye | 13-14 | 2014-07-31 | John Rylands Library Books and Manuscripts | The John Rylands Library, Deansgate | Lot #120 | KA00067 | 1250000 | 1250000
Library and Cultural Institutions | The John Rylands Library, Deansgate | H0125 | The Golden Legend | 13-14 | 2014-07-31 | John Rylands Library Books and Manuscripts | The John Rylands Library, Deansgate | Lot #121 | KA00067 | 600000 | 600000
Library and Cultural Institutions | The John Rylands Library, Deansgate | H0126 | Metitationes Seu Contemplationes devotissimae | 13-14 | 2014-07-31 | John Rylands Library Books and Manuscripts | The John Rylands Library, Deansgate | Lot #122 | KA00067 | 600000 | 600000
Library and Cultural Institutions | The John Rylands Library, Deansgate | H0127 | Le Morte d'Arthur | 13-14 | 2014-07-31 | John Rylands Library Books and Manuscripts | The John Rylands Library, Deansgate | Lot #123 | KA00067 | 2500000 | 2500000
Library and Cultural Institutions | The John Rylands Library, Deansgate | H0128 | La Comedia | 13-14 | 2014-07-31 | John Rylands Library Books and Manuscripts | The John Rylands Library, Deansgate | Lot #124 | KA00067 | 600000 | 600000
Library and Cultural Institutions | The John Rylands Library, Deansgate | H0129 | Consolatio peccatorum | 13-14 | 2014-07-31 | John Rylands Library Books and Manuscripts | The John Rylands Library, Deansgate | Lot #125 | KA00067 | 250000 | 250000
Library and Cultural Institutions | The John Rylands Library, Deansgate | H0130 | Historie von Joseph, Daniel, Judith und Esther | 13-14 | 2014-07-31 | John Rylands Library Books and Manuscripts | The John Rylands Library, Deansgate | Lot #126 | KA00067 | 250000 | 250000
Library and Cultural Institutions | The John Rylands Library, Deansgate | H0131 | Biblia Pauperum - German | 13-14 | 2014-07-31 | John Rylands Library Books and Manuscripts | The John Rylands Library, Deansgate | Lot #127 | KA00067 | 350000 | 350000
Library and Cultural Institutions | The John Rylands Library, Deansgate | H0132 | Biblia Pauperum - Latin | 13-14 | 2014-07-31 | John Rylands Library Books and Manuscripts | The John Rylands Library, Deansgate | Lot #128 | KA00067 | 500000 | 500000
Library and Cultural Institutions | The John Rylands Library, Deansgate | H0133 | Le Morte d'Arthur | 13-14 | 2014-07-31 | John Rylands Library Books and Manuscripts | The John Rylands Library, Deansgate | Lot #129 | KA00067 | 2500000 | 2500000
Library and Cultural Institutions | The John Rylands Library, Deansgate | H0134 | Naturalis historia. Venice: Johannes de Spira | 13-14 | 2014-07-31 | John Rylands Library Books and Manuscripts | The John Rylands Library, Deansgate | Lot #130 | KA00067 | 600000 | 600000
Library and Cultural Institutions | The John Rylands Library, Deansgate | H0135 | Sonnets | 13-14 | 2014-07-31 | John Rylands Library Books and Manuscripts | The John Rylands Library, Deansgate | Lot #131 | KA00067 | 600000 | 600000
Library and Cultural Institutions | The John Rylands Library, Deansgate | H0136 | Canterbury Tales | 13-14 | 2014-07-31 | John Rylands Library Books and Manuscripts | The John Rylands Library, Deansgate | Lot #132 | KA00067 | 600000 | 600000
Library and Cultural Institutions | The John Rylands Library, Deansgate | H0137 | The dictes or sayengis of the philosophres | 13-14 | 2014-07-31 | John Rylands Library Books and Manuscripts | The John Rylands Library, Deansgate | Lot #133 | KA00067 | 600000 | 600000
Library and Cultural Institutions | The John Rylands Library, Deansgate | H0138 | Apocalypsis Sancti Johannis. | 13-14 | 2014-07-31 | John Rylands Library Books and Manuscripts | The John Rylands Library, Deansgate | Lot #134 | KA00067 | 900000 | 900000
Library and Cultural Institutions | The John Rylands Library, Deansgate | H0139 | Manuscripts dated 1417 | 13-14 | 2014-07-31 | John Rylands Library Books and Manuscripts | The John Rylands Library, Deansgate | Lot #135 | KA00067 | 250000 | 250000
Library and Cultural Institutions | The John Rylands Library, Deansgate | H0140 | Canterbury Tales | 13-14 | 2014-07-31 | John Rylands Library Books and Manuscripts | The John Rylands Library, Deansgate | Lot #136 | KA00067 | 600000 | 600000
Library and Cultural Institutions | The John Rylands Library, Deansgate | H0141 | The dictes or sayengis of the philosophres. | 13-14 | 2014-07-31 | John Rylands Library Books and Manuscripts | The John Rylands Library, Deansgate | Lot #137 | KA00067 | 600000 | 600000
Library and Cultural Institutions | The John Rylands Library, Deansgate | H0142 | FIRST EDITION, folio, | 13-14 | 2014-07-31 | John Rylands Library Books and Manuscripts | The John Rylands Library, Deansgate | Lot #138 | KA00067 | 2500000 | 2500000
Library and Cultural Institutions | The John Rylands Library, Deansgate | H0143 | The birds of America | 13-14 | 2014-07-31 | John Rylands Library Books and Manuscripts | The John Rylands Library, Deansgate | Lot #139 | KA00067 | 5000000 | 5000000
Library and Cultural Institutions | The John Rylands Library, Deansgate | H0144 | Bible, Pentateuch-Hebrew | 13-14 | 2014-07-31 | John Rylands Library Books and Manuscripts | The John Rylands Library, Deansgate | Lot #140 | KA00067 | 1250000 | 1250000
Library and Cultural Institutions | The John Rylands Library, Deansgate | H0145 | Cosmographia | 13-14 | 2014-07-31 | John Rylands Library Books and Manuscripts | The John Rylands Library, Deansgate | Lot #141 | KA00067 | 1250000 | 1250000
Library and Cultural Institutions | The John Rylands Library, Deansgate | H0146 | Gospel Book | 13-14 | 2014-07-31 | John Rylands Library Books and Manuscripts | The John Rylands Library, Deansgate | Lot #142 | KA00067 | 400000 | 400000
Library and Cultural Institutions | The John Rylands Library, Deansgate | H0147 | History of Alexander | 13-14 | 2014-07-31 | John Rylands Library Books and Manuscripts | The John Rylands Library, Deansgate | Lot #143 | KA00067 | 600000 | 600000
Library and Cultural Institutions | The John Rylands Library, Deansgate | H0148 | Trier Gospel Book covers | 13-14 | 2014-07-31 | John Rylands Library Books and Manuscripts | The John Rylands Library, Deansgate | Lot #144 | KA00067 | 4000000 | 4000000
Library and Cultural Institutions | The John Rylands Library, Deansgate | H0149 | The Siege of Troy | 13-14 | 2014-07-31 | John Rylands Library Books and Manuscripts | The John Rylands Library, Deansgate | Lot #145 | KA00067 | 5000000 | 5000000
Library and Cultural Institutions | The John Rylands Library, Deansgate | H0150 | Peterloo Releif fund account book 1819 | 13-14 | 2014-07-31 | John Rylands Library Books and Manuscripts | The John Rylands Library, Deansgate | Lot #146 | KA00067 | 200000 | 200000
Library and Cultural Institutions | The John Rylands Library, Deansgate | H0151 | The fall of princes | 13-14 | 2014-07-31 | John Rylands Library Books and Manuscripts | The John Rylands Library, Deansgate | Lot #147 | KA00067 | 600000 | 600000
Library and Cultural Institutions | The John Rylands Library, Deansgate | H0152 | Arthurian Romances in French | 13-14 | 2014-07-31 | John Rylands Library Books and Manuscripts | The John Rylands Library, Deansgate | Lot #148 | KA00067 | 1750000 | 1750000
Library and Cultural Institutions | The John Rylands Library, Deansgate | H0153 | Bible Picture book in French | 13-14 | 2014-07-31 | John Rylands Library Books and Manuscripts | The John Rylands Library, Deansgate | Lot #149 | KA00067 | 1750000 | 1750000
Library and Cultural Institutions | The John Rylands Library, Deansgate | H0154 | St Johns Gospel fragment | 13-14 | 2014-07-31 | John Rylands Library Books and Manuscripts | The John Rylands Library, Deansgate | Lot #150 | KA00067 | 600000 | 600000
Library and Cultural Institutions | The John Rylands Library, Deansgate | H0155 | Deutronomy fragments | 13-14 | 2014-07-31 | John Rylands Library Books and Manuscripts | The John Rylands Library, Deansgate | Lot #151 | KA00067 | 600000 | 600000
Library and Cultural Institutions | The John Rylands Library, Deansgate | H0156 | Gospel of Mary | 13-14 | 2014-07-31 | John Rylands Library Books and Manuscripts | The John Rylands Library, Deansgate | Lot #152 | KA00067 | 600000 | 600000
Library and Cultural Institutions | The John Rylands Library, Deansgate | H0157 | Nicene Creed | 13-14 | 2014-07-31 | John Rylands Library Books and Manuscripts | The John Rylands Library, Deansgate | Lot #153 | KA00067 | 500000 | 500000
Library and Cultural Institutions | The John Rylands Library, Deansgate | H0158 | Haggadah | 13-14 | 2014-07-31 | John Rylands Library Books and Manuscripts | The John Rylands Library, Deansgate | Lot #154 | KA00067 | 10000000 | 10000000
Library and Cultural Institutions | The John Rylands Library, Deansgate | H0159 | Dinant Gospel Book in Latin | 13-14 | 2014-07-31 | John Rylands Library Books and Manuscripts | The John Rylands Library, Deansgate | Lot #155 | KA00067 | 4600000 | 4600000
Library and Cultural Institutions | The John Rylands Library, Deansgate | H0160 | Svenhilda Gospel Book | 13-14 | 2014-07-31 | John Rylands Library Books and Manuscripts | The John Rylands Library, Deansgate | Lot #156 | KA00067 | 3000000 | 3000000
Library and Cultural Institutions | The John Rylands Library, Deansgate | H0161 | Psalter of St Maximin, in Latin | 13-14 | 2014-07-31 | John Rylands Library Books and Manuscripts | The John Rylands Library, Deansgate | Lot #157 | KA00067 | 5000000 | 5000000
Library and Cultural Institutions | The John Rylands Library, Deansgate | H0162 | Exultet Roll, in Latin | 13-14 | 2014-07-31 | John Rylands Library Books and Manuscripts | The John Rylands Library, Deansgate | Lot #158 | KA00067 | 2000000 | 2000000
Library and Cultural Institutions | The John Rylands Library, Deansgate | H0163 | Psalter of Queen Joanna of Navarre | 13-14 | 2014-07-31 | John Rylands Library Books and Manuscripts | The John Rylands Library, Deansgate | Lot #159 | KA00067 | 4000000 | 4000000
Library and Cultural Institutions | The John Rylands Library, Deansgate | H0164 | Missal, Use of Sarum | 13-14 | 2014-07-31 | John Rylands Library Books and Manuscripts | The John Rylands Library, Deansgate | Lot #160 | KA00067 | 2000000 | 2000000
Library and Cultural Institutions | The John Rylands Library, Deansgate | H0165 | Nicolaus de Lyra super Bibliam | 13-14 | 2014-07-31 | John Rylands Library Books and Manuscripts | The John Rylands Library, Deansgate | Lot #161 | KA00067 | 4000000 | 4000000
Library and Cultural Institutions | The John Rylands Library, Deansgate | H0166 | Colonna Missal, Use of Sistine Chappel | 13-14 | 2014-07-31 | John Rylands Library Books and Manuscripts | The John Rylands Library, Deansgate | Lot #162 | KA00067 | 3000000 | 3000000
Library and Cultural Institutions | The John Rylands Library, Deansgate | H0167 | Old and New Testament, in Latin | 13-14 | 2014-07-31 | John Rylands Library Books and Manuscripts | The John Rylands Library, Deansgate | Lot #163 | KA00067 | 2650000 | 2650000
Library and Cultural Institutions | The John Rylands Library, Deansgate | H0168 | Latin MS 53. Prolianus, Astronomia, 1478 | 13-14 | 2014-07-31 | John Rylands Library Books and Manuscripts | The John Rylands Library, Deansgate | Lot #164 | KA00067 | 400000 | 400000
Library and Cultural Institutions | The John Rylands Library, Deansgate | H0169 | Prum Lectionary | 13-14 | 2014-07-31 | John Rylands Library Books and Manuscripts | The John Rylands Library, Deansgate | Lot #165 | KA00067 | 4000000 | 4000000
Library and Cultural Institutions | The John Rylands Library, Deansgate | H0170 | Beatus de Liebana, Beatus super Apocalypsim | 13-14 | 2014-07-31 | John Rylands Library Books and Manuscripts | The John Rylands Library, Deansgate | Lot #166 | KA00067 | 5000000 | 5000000
Library and Cultural Institutions | The John Rylands Library, Deansgate | H0171 | Bremen Gospel Book, in Latin | 13-14 | 2014-07-31 | John Rylands Library Books and Manuscripts | The John Rylands Library, Deansgate | Lot #167 | KA00067 | 5000000 | 5000000
Library and Cultural Institutions | The John Rylands Library, Deansgate | H0172 | Walbeck Gospel Book, in Latin | 13-14 | 2014-07-31 | John Rylands Library Books and Manuscripts | The John Rylands Library, Deansgate | Lot #168 | KA00067 | 1250000 | 1250000
Library and Cultural Institutions | The John Rylands Library, Deansgate | H0173 | Cassiadorus super Psalmos, in Latin | 13-14 | 2014-07-31 | John Rylands Library Books and Manuscripts | The John Rylands Library, Deansgate | Lot #169 | KA00067 | 5000000 | 5000000
Library and Cultural Institutions | The John Rylands Library, Deansgate | H0174 | Ottonian Gospel Book, in Latin | 13-14 | 2014-07-31 | John Rylands Library Books and Manuscripts | The John Rylands Library, Deansgate | Lot #170 | KA00067 | 5000000 | 5000000
Library and Cultural Institutions | The John Rylands Library, Deansgate | H0175 | Samaritan Pentateuch | 13-14 | 2014-07-31 | John Rylands Library Books and Manuscripts | The John Rylands Library, Deansgate | Lot #171 | KA00067 | 1000000 | 1000000
Library and Cultural Institutions | The John Rylands Library, Deansgate | H0176 | Bible | 13-14 | 2014-07-31 | John Rylands Library Books and Manuscripts | The John Rylands Library, Deansgate | Lot #172 | KA00067 | 35000000 | 35000000
Library and Cultural Institutions | The John Rylands Library, Deansgate | H0177 | Early Kufic Qur'an Juz | 13-14 | 2014-07-31 | Islamic | The John Rylands Library, Deansgate | Lot #173 | KA00067 | 250000 | 250000
Library and Cultural Institutions | The John Rylands Library, Deansgate | H0178 | Early Qur'an fragment | 13-14 | 2014-07-31 | Islamic | The John Rylands Library, Deansgate | Lot #174 | KA00067 | 125000 | 125000
Library and Cultural Institutions | The John Rylands Library, Deansgate | H0179 | Qur'an Juz' in Maghribi script in gold on vellum | 13-14 | 2014-07-31 | Islamic | The John Rylands Library, Deansgate | Lot #175 | KA00067 | 700000 | 700000
Library and Cultural Institutions | The John Rylands Library, Deansgate | H0180 | Giant Mamluk Qur'an | 13-14 | 2014-07-31 | Islamic | The John Rylands Library, Deansgate | Lot #176 | KA00067 | 2500000 | 2500000
Library and Cultural Institutions | The John Rylands Library, Deansgate | H0181 | 10001 Nights | 13-14 | 2014-07-31 | Islamic | The John Rylands Library, Deansgate | Lot #177 | KA00067 | 70000 | 70000
Library and Cultural Institutions | The John Rylands Library, Deansgate | H0182 | The Maqamat of Hariri | 13-14 | 2014-07-31 | Islamic | The John Rylands Library, Deansgate | Lot #178 | KA00067 | 2500000 | 2500000
Library and Cultural Institutions | The John Rylands Library, Deansgate | H0183 | Hindustani MS 1. Laur Chanda | 13-14 | 2014-07-31 | Islamic | The John Rylands Library, Deansgate | Lot #179 | KA00067 | 350000 | 350000
Library and Cultural Institutions | The John Rylands Library, Deansgate | H0184 | Firdawsi Shahnameh | 13-14 | 2014-07-31 | Islamic | The John Rylands Library, Deansgate | Lot #180 | KA00067 | 400000 | 400000
Library and Cultural Institutions | The John Rylands Library, Deansgate | H0185 | Punjabi MS 5. Sri Guru Granth Sahib | 13-14 | 2014-07-31 | Islamic | The John Rylands Library, Deansgate | Lot #181 | KA00067 | 1500000 | 1500000
Library and Cultural Institutions | Whitworth Art Gallery | H0001 | Tracey Emin Monotypes | 07-08 | 2008-07-01 | Tracey Emin Down at the bottom of my soul. Tracey Emin home to Sleep. Tracey Emin In my peace I see you. Tracey Emin infront of me, Tracey Emin not right now | Whitworth Art Gallery |  | WK00444 | 39695 | 39695
Library and Cultural Institutions | Whitworth Art Gallery | H0002 | Roberta Breitmore series by Lynn Hershman Leeson | 07-08 | 2008-08-01 | 197 works in this series. Roberta Breitmore series by Lynn Hershman Leeson | Whitworth Art Gallery |  | WK00440 | 150000 | 150000
Library and Cultural Institutions | Whitworth Art Gallery | H0002 | [6 empty] | WK00443 | 148000 | 148000
Library and Cultural Institutions | Whitworth Art Gallery | H0003 | Willie Doherty - video | 07-08 | 2008-07-01 | Willie Doherty "The Visitor" 2008 edition of 3 | Whitworth Art Gallery |  | WK00445 | 43486 | 43486
Library and Cultural Institutions | Whitworth Art Gallery | H0005 | Art Work - Tracey Emin Chess Set | 09-10 | 2010-01-01 | Tracey Emin - Travelling Chess Set (37parts as complete set) | Whitworth Art Gallery |  | KA00036 | 28750 | 28750
Library and Cultural Institutions | Whitworth Art Gallery | H0006 | Musgrave Kinley Outsider Art Collection | 09-10 | 2010-07-01 | Musgrave Kinley Outsider Art Collection (1068 works in this collection) | Whitworth Art Gallery |  | KA00036 | 600000 | 600000
Library and Cultural Institutions | Whitworth Art Gallery | H0008 | Nikhil Chopra art work - Yog Raj Citrakar | 10-11 | 2011-07-01 | Nikhil Chopra art work | Whitworth Art Gallery |  | KA00036 | 25600 | 25600
Library and Cultural Institutions | Whitworth Art Gallery | H0009 | Emily Young Warrior Head | 11-12 | 2011-09-01 | Warrior Head | Whitworth Art Gallery | Fine Art Society/Karpidas Foundation | FA02084 | 30000 | 30000
Library and Cultural Institutions | Whitworth Art Gallery | H0010 | Simon Periton The Outsider / The Insider 2010 bron | 11-12 | 2011-09-01 | The Outsider/The Insider | Whitworth Art Gallery | Karpidas Foundation | FA02084 | 30000 | 30000
Library and Cultural Institutions | Whitworth Art Gallery | H0011 | Art Work - IDRIS KHAN - – 7 drawings from the series 21 Stones | 12-13 | 2012-12-01 | 21 Stones | Whitworth Art Gallery | Victoria Miro Gallery | KA00036 | 43680 | 43680
Library and Cultural Institutions | Whitworth Art Gallery | H0012 | Acquisition of artwork by Mary Kelly: Flashing Nipple Remix, 2005 & Multi-Story House, 2007 | 12-13 | 2012-12-01 | Artworks: Love Songs, Multi Story House, Flashing Nipple Remix, WLM Demo Remix | Whitworth Art Gallery | 1050303 Mary Kelly Studio | KA00036 | 91220.31 | 91220.31
Library and Cultural Institutions | Whitworth Art Gallery | H0014 | Artwork of Le devenir de l'etre humain parlant du destin de l'etre humain faisant voir le destin de l'etre humain. Le roi d'Angleterre et la reine d'Angleterre“ by Georges Adéagbo | 12-13 | 2013-07-01 | Artwork of Le devenir de l'etre humain parlant du destin de l'etre humain faisant voir le destin de l'etre humain. Le roi d'Angleterre et la reine d'Angleterre“ by Georges Adéagbo | Whitworth Art Gallery | 1135586 | KA00036 | 41694.48 | 41694.48
Library and Cultural Institutions | Whitworth Art Gallery | H0015 | Orphiucus collection (51 items) | 12-13 | 2013-07-01 | Orphiucus collection (51 items) | Whitworth Art Gallery | N/A | KA00036 | 477600 | 477600
Library and Cultural Institutions | Whitworth Art Gallery | H0016 | Callum Innes Watercolours | 13-14 | 2014-07-01 | 10 watercolours - artwork | Whitworth Art Gallery | 1283111 | WK00438 | 30000 | 30000
Library and Cultural Institutions | Whitworth Art Gallery | H0016 | [5 empty] | 1283111 | WK00446 | 5500 | 5500
Library and Cultural Institutions | Whitworth Art Gallery | H0016 | [5 empty] | 1283111 | WK00447 | 6000 | 6000
Library and Cultural Institutions | Whitworth Art Gallery | H0016 | [5 empty] | 1283111 | WK00448 | 51883.2 | 51883.2
Library and Cultural Institutions | Whitworth Art Gallery | H0016 | [5 empty] | 1283111 | WK00449 | 12500 | 12500
Library and Cultural Institutions | Whitworth Art Gallery | H0016 | [5 empty] | N/A | KA00036 | 65000 | 65000
Library and Cultural Institutions | Whitworth Art Gallery | H0018 | David Batchelor - Sculpture for Grand Staircase | 14-15 | 2015-03-01 | David Batchelor - Sculpture for Grand Staircase | Whitworth Art Gallery | 1373735 | KA00036 | 81810 | 81810
Library and Cultural Institutions | Whitworth Art Gallery | H0019 | Painting: LS Lowry 'Loneyly House' | 14-15 | 2015-05-01 | Painting: LS Lowry 'Loneyly House' | Whitworth Art Gallery | Jnl#351674 | KA00036 | 200000 | 200000
Library and Cultural Institutions | Whitworth Art Gallery | H0020 | Artwork - Gilbert & George - 'Race Hate' (2011) | 14-15 | 2015-07-01 | Artwork - Gilbert & George - 'Race Hate' (2011) | Stores | Jnl#359450 | KA00036 | 85000 | 85000
Library and Cultural Institutions | Whitworth Art Gallery | H0021 | Artwork - Tracey Emin - 'Meow' (2005) | 14-15 | 2015-07-01 | Artwork - Tracey Emin - 'Meow' (2005) | Stores | Jnl#359450 | KA00036 | 375000 | 375000
Library and Cultural Institutions | Whitworth Art Gallery | H0022 | Gift Artwork collection (from Thomas Dane): Anya Gallaccio, Red Door with Handle; Paul Graham, Paint on Road Gobnascale Estate Derry; Michael Landy, Appropriation 3; Rebecca Warren, Sylvesternacht | 15-16 | 2015-09-22 | Gift Artwork collection (from Thomas Dane): Anya Gallaccio, Red Door with Handle; Paul Graham, Paint on Road Gobnascale Estate Derry; Michael Landy, Appropriation 3; Rebecca Warren, Sylvesternacht | Stores | Jnl in Nov15 | HA00060 | 137366 | 137366
Library and Cultural Institutions | Whitworth Art Gallery | H0023 | Gift Artwork collection (from Leon Kossoff): Rooftop, Bethnal Green, 1961; From Rubens: The Judgement of Paris, 2007 | 15-16 | 2015-11-03 | Gift Artwork collection (from Leon Kossoff): Rooftop, Bethnal Green, 1961; From Rubens: The Judgement of Paris, 2007 | Stores | Jnl in Nov15 | HA00060 | 100000 | 100000
Library and Cultural Institutions | Whitworth Art Gallery | H0024 | Ben Rivers | 15-16 | 2015-08-01 | Artwork | Stores | 1455918 | KA00250 | 60000 | 60000
Library and Cultural Institutions | Whitworth Art Gallery | H0025 | Cornelia Parker, three works of art: Jerusalem (2015); Oil Stain(Bethlehem) and Spilt Milk (Jerusalem) (2012-2103); War, Peace (2015) | 15-16 | 2013-10-01 | art works | Whitworth | 1472864 | FA02842 | 132000 | 132000
Library and Cultural Institutions | Whitworth Art Gallery | H0026 | Richard Payne Knight | 13-14 | 2014-07-31 | The Whitworth British Pictures Before 1850 | Whitworth Art Gallery | Lot #1 | KA00032 | 700000 | 700000
Library and Cultural Institutions | Whitworth Art Gallery | H0027 | The Descent of Peace | 13-14 | 2014-07-31 | Old Master Drawings | Whitworth Art Gallery | Lot #2 | KA00032 | 500000 | 500000
Library and Cultural Institutions | Whitworth Art Gallery | H0028 | The angels appearing to be shepherds | 13-14 | 2014-07-31 | Old Master Drawings | Whitworth Art Gallery | Lot #3 | KA00032 | 600000 | 600000
Library and Cultural Institutions | Whitworth Art Gallery | H0029 | The shrine of apollo | 13-14 | 2014-07-31 | Old Master Drawings | Whitworth Art Gallery | Lot #4 | KA00032 | 700000 | 700000
Library and Cultural Institutions | Whitworth Art Gallery | H0030 | Sullen Moloch | 13-14 | 2014-07-31 | Old Master Drawings | Whitworth Art Gallery | Lot #5 | KA00032 | 700000 | 700000
Library and Cultural Institutions | Whitworth Art Gallery | H0031 | The descent of Typhon and the Gods into Hell | 13-14 | 2014-07-31 | Old Master Drawings | Whitworth Art Gallery | Lot #6 | KA00032 | 1000000 | 1000000
Library and Cultural Institutions | Whitworth Art Gallery | H0032 | The night of peace | 13-14 | 2014-07-31 | Old Master Drawings | Whitworth Art Gallery | Lot #7 | KA00032 | 500000 | 500000
Library and Cultural Institutions | Whitworth Art Gallery | H0033 | Love and Death | 13-14 | 2014-07-31 | Old Master Drawings | Whitworth Art Gallery | Lot #8 | KA00032 | 100000 | 100000
Library and Cultural Institutions | Whitworth Art Gallery | H0034 | Conway Castle | 13-14 | 2014-07-31 | British Watercolours and Drawings | Whitworth Art Gallery | Lot #9 | KA00032 | 400000 | 400000
Library and Cultural Institutions | Whitworth Art Gallery | H0035 | Valley of Chamonix - Mont Blanc | 13-14 | 2014-07-31 | British Watercolours and Drawings | Whitworth Art Gallery | Lot #10 | KA00032 | 500000 | 500000
Library and Cultural Institutions | Whitworth Art Gallery | H0036 | Moonlight on Lake Lucerne | 13-14 | 2014-07-31 | British Watercolours and Drawings | Whitworth Art Gallery | Lot #11 | KA00032 | 2000000 | 2000000
Library and Cultural Institutions | Whitworth Art Gallery | H0037 | Lake of Thun | 13-14 | 2014-07-31 | British Watercolours and Drawings | Whitworth Art Gallery | Lot #12 | KA00032 | 250000 | 250000
Library and Cultural Institutions | Whitworth Art Gallery | H0038 | Storm in the pass of St Gotthard | 13-14 | 2014-07-31 | British Watercolours and Drawings | Whitworth Art Gallery | Lot #13 | KA00032 | 700000 | 700000
Library and Cultural Institutions | Whitworth Art Gallery | H0039 | Tivoli | 13-14 | 2014-07-31 | British Watercolours and Drawings | Whitworth Art Gallery | Lot #14 | KA00032 | 250000 | 250000
Library and Cultural Institutions | Whitworth Art Gallery | H0040 | Fire at Fennings Wharf | 13-14 | 2014-07-31 | British Watercolours and Drawings | Whitworth Art Gallery | Lot #15 | KA00032 | 700000 | 700000
Library and Cultural Institutions | Whitworth Art Gallery | H0041 | Orfordness | 13-14 | 2014-07-31 | British Watercolours and Drawings | Whitworth Art Gallery | Lot #16 | KA00032 | 300000 | 300000
Library and Cultural Institutions | Whitworth Art Gallery | H0042 | Efridge Castle Sussex | 13-14 | 2014-07-31 | British Watercolours and Drawings | Whitworth Art Gallery | Lot #17 | KA00032 | 250000 | 250000
Library and Cultural Institutions | Whitworth Art Gallery | H0043 | Ullswater Lake | 13-14 | 2014-07-31 | British Watercolours and Drawings | Whitworth Art Gallery | Lot #18 | KA00032 | 250000 | 250000
Library and Cultural Institutions | Whitworth Art Gallery | H0044 | The Aiguiette | 13-14 | 2014-07-31 | British Watercolours and Drawings | Whitworth Art Gallery | Lot #19 | KA00032 | 250000 | 250000
Library and Cultural Institutions | Whitworth Art Gallery | H0045 | The Lorelei, Germany | 13-14 | 2014-07-31 | British Watercolours and Drawings | Whitworth Art Gallery | Lot #20 | KA00032 | 400000 | 400000
Library and Cultural Institutions | Whitworth Art Gallery | H0046 | Sunset at sea with Gurnets | 13-14 | 2014-07-31 | British Watercolours and Drawings | Whitworth Art Gallery | Lot #21 | KA00032 | 600000 | 600000
Library and Cultural Institutions | Whitworth Art Gallery | H0047 | Venice - San Giorgio Maggiore | 13-14 | 2014-07-31 | British Watercolours and Drawings | Whitworth Art Gallery | Lot #22 | KA00032 | 1250000 | 1250000
Library and Cultural Institutions | Whitworth Art Gallery | H0048 | The Chapter House, Salisbury Cathedral | 13-14 | 2014-07-31 | British Watercolours and Drawings | Whitworth Art Gallery | Lot #23 | KA00032 | 70000 | 70000
Library and Cultural Institutions | Whitworth Art Gallery | H0049 | A conflagration | 13-14 | 2014-07-31 | British Watercolours and Drawings | Whitworth Art Gallery | Lot #24 | KA00032 | 700000 | 700000
Library and Cultural Institutions | Whitworth Art Gallery | H0050 | Sunset on wet sand | 13-14 | 2014-07-31 | British Watercolours and Drawings | Whitworth Art Gallery | Lot #25 | KA00032 | 400000 | 400000
Library and Cultural Institutions | Whitworth Art Gallery | H0051 | Upnor Castle Kent | 13-14 | 2014-07-31 | British Watercolours and Drawings | Whitworth Art Gallery | Lot #26 | KA00032 | 350000 | 350000
Library and Cultural Institutions | Whitworth Art Gallery | H0052 | Warwick Castle | 13-14 | 2014-07-31 | British Watercolours and Drawings | Whitworth Art Gallery | Lot #27 | KA00032 | 200000 | 200000
Library and Cultural Institutions | Whitworth Art Gallery | H0053 | Deer in Peterworth Park | 13-14 | 2014-07-31 | British Watercolours and Drawings | Whitworth Art Gallery | Lot #28 | KA00032 | 400000 | 400000
Library and Cultural Institutions | Whitworth Art Gallery | H0054 | Lake Lucerne sunset | 13-14 | 2014-07-31 | British Watercolours and Drawings | Whitworth Art Gallery | Lot #29 | KA00032 | 1000000 | 1000000
Library and Cultural Institutions | Whitworth Art Gallery | H0055 | Indoor Gossip, Cairo | 13-14 | 2014-07-31 | 19th Century Paintings | Whitworth Art Gallery | Lot #30 | KA00032 | 500000 | 500000
Library and Cultural Institutions | Whitworth Art Gallery | H0056 | La Nonna Della Finestra | 13-14 | 2014-07-31 | 19th Century Paintings | Whitworth Art Gallery | Lot #31 | KA00032 | 700000 | 700000
Library and Cultural Institutions | Whitworth Art Gallery | H0057 | La Lisiere | 13-14 | 2014-07-31 | Impressionist and Modern Art | Whitworth Art Gallery | Lot #32 | KA00032 | 100000 | 100000
Library and Cultural Institutions | Whitworth Art Gallery | H0058 | Il Filosofo | 13-14 | 2014-07-31 | Impressionist and Modern Art | Whitworth Art Gallery | Lot #33 | KA00032 | 600000 | 600000
Library and Cultural Institutions | Whitworth Art Gallery | H0059 | Il Filosofo (Second) | 13-14 | 2014-07-31 | Impressionist and Modern Art | Whitworth Art Gallery | Lot #34 | KA00032 | 100000 | 100000
Library and Cultural Institutions | Whitworth Art Gallery | H0060 | Il Filosofo (Third) | 13-14 | 2014-07-31 | Impressionist and Modern Art | Whitworth Art Gallery | Lot #35 | KA00032 | 70000 | 70000
Library and Cultural Institutions | Whitworth Art Gallery | H0061 | Etude de quatre Danseuses | 13-14 | 2014-07-31 | Impressionist and Modern Art | Whitworth Art Gallery | Lot #36 | KA00032 | 250000 | 250000
Library and Cultural Institutions | Whitworth Art Gallery | H0062 | Femme Assise | 13-14 | 2014-07-31 | Impressionist and Modern Art | Whitworth Art Gallery | Lot #37 | KA00032 | 175000 | 175000
Library and Cultural Institutions | Whitworth Art Gallery | H0063 | En Bretagne | 13-14 | 2014-07-31 | Impressionist and Modern Art | Whitworth Art Gallery | Lot #38 | KA00032 | 700000 | 700000
Library and Cultural Institutions | Whitworth Art Gallery | H0064 | The ramparts of Paris | 13-14 | 2014-07-31 | Impressionist and Modern Art | Whitworth Art Gallery | Lot #39 | KA00032 | 2000000 | 2000000
Library and Cultural Institutions | Whitworth Art Gallery | H0065 | Hayricks | 13-14 | 2014-07-31 | Impressionist and Modern Art | Whitworth Art Gallery | Lot #40 | KA00032 | 1750000 | 1750000
Library and Cultural Institutions | Whitworth Art Gallery | H0066 | Die Gratulanten | 13-14 | 2014-07-31 | Impressionist and Modern Art | Whitworth Art Gallery | Lot #41 | KA00032 | 125000 | 125000
Library and Cultural Institutions | Whitworth Art Gallery | H0067 | GESTIRN ÜBER DER HÜTTE (STAR OVER THE COTTAGE) | 13-14 | 2014-07-31 | Impressionist and Modern Art | Whitworth Art Gallery | Lot #42 | KA00032 | 80000 | 80000
Library and Cultural Institutions | Whitworth Art Gallery | H0068 | Les miserables | 13-14 | 2014-07-31 | Impressionist and Modern Art | Whitworth Art Gallery | Lot #43 | KA00032 | 1750000 | 1750000
Library and Cultural Institutions | Whitworth Art Gallery | H0069 | La Petie Bonnne | 13-14 | 2014-07-31 | Impressionist and Modern Art | Whitworth Art Gallery | Lot #44 | KA00032 | 700000 | 700000
Library and Cultural Institutions | Whitworth Art Gallery | H0070 | APRÈS LA PLUIE, QUAI DU POTHUIS À PONTOISE | 13-14 | 2014-07-31 | Impressionist and Modern Art | Whitworth Art Gallery | Lot #45 | KA00032 | 350000 | 350000
Library and Cultural Institutions | Whitworth Art Gallery | H0071 | HEAD OF E.O.W | 13-14 | 2014-07-31 | Contemporary Art | Whitworth Art Gallery | Lot #46 | KA00032 | 500000 | 500000
Library and Cultural Institutions | Whitworth Art Gallery | H0072 | Portrait of Lucian Freud | 13-14 | 2014-07-31 | Contemporary Art | Whitworth Art Gallery | Lot #47 | KA00032 | 12500000 | 12500000
Library and Cultural Institutions | Whitworth Art Gallery | H0073 | Got a Girl | 13-14 | 2014-07-31 | Contemporary Art | Whitworth Art Gallery | Lot #48 | KA00032 | 1250000 | 1250000
Library and Cultural Institutions | Whitworth Art Gallery | H0074 | Mans Head | 13-14 | 2014-07-31 | Contemporary Art | Whitworth Art Gallery | Lot #50 | KA00032 | 13500000 | 13500000
Library and Cultural Institutions | Whitworth Art Gallery | H0075 | Slef Portrait | 13-14 | 2014-07-31 | Contemporary Art | Whitworth Art Gallery | Lot #51 | KA00032 | 300000 | 300000
Library and Cultural Institutions | Whitworth Art Gallery | H0076 | INTERIOR AT OAKWOOD COURT | 13-14 | 2014-07-31 | Contemporary Art | Whitworth Art Gallery | Lot #53 | KA00032 | 500000 | 500000
Library and Cultural Institutions | Whitworth Art Gallery | H0077 | Search | 13-14 | 2014-07-31 | Contemporary Art | Whitworth Art Gallery | Lot #55 | KA00032 | 1500000 | 1500000
Library and Cultural Institutions | Whitworth Art Gallery | H0078 | JOHN DETH (HOMMAGE A CONRAD AIKEN), RECTO; STUDY OF A DINNER DANCE PARTY, VERSO | 13-14 | 2014-07-31 | Modern British Pictures | Whitworth Art Gallery | Lot #56 | KA00032 | 500000 | 500000
Library and Cultural Institutions | Whitworth Art Gallery | H0079 | Genesis | 13-14 | 2014-07-31 | Modern British Pictures | Whitworth Art Gallery | Lot #57 | KA00032 | 2000000 | 2000000
Library and Cultural Institutions | Whitworth Art Gallery | H0080 | Core | 13-14 | 2014-07-31 | Modern British Pictures | Whitworth Art Gallery | Lot #58 | KA00032 | 500000 | 500000
Library and Cultural Institutions | Whitworth Art Gallery | H0081 | Sphere with inner form | 13-14 | 2014-07-31 | Modern British Pictures | Whitworth Art Gallery | Lot #59 | KA00032 | 550000 | 550000
Library and Cultural Institutions | Whitworth Art Gallery | H0082 | Landscape | 13-14 | 2014-07-31 | Modern British Pictures | Whitworth Art Gallery | Lot #60 | KA00032 | 650000 | 650000
Library and Cultural Institutions | Whitworth Art Gallery | H0083 | In a park | 13-14 | 2014-07-31 | Modern British Pictures | Whitworth Art Gallery | Lot #61 | KA00032 | 850000 | 850000
Library and Cultural Institutions | Whitworth Art Gallery | H0084 | Ancoats Hospital | 13-14 | 2014-07-31 | Modern British Pictures | Whitworth Art Gallery | Lot #62 | KA00032 | 2500000 | 2500000
Library and Cultural Institutions | Whitworth Art Gallery | H0085 | Indutrial Scene | 13-14 | 2014-07-31 | Modern British Pictures | Whitworth Art Gallery | Lot #63 | KA00032 | 2000000 | 2000000
Library and Cultural Institutions | Whitworth Art Gallery | H0086 | Two piece sculptured | 13-14 | 2014-07-31 | Modern British Pictures | Whitworth Art Gallery | Lot #64 | KA00032 | 600000 | 600000
Library and Cultural Institutions | Whitworth Art Gallery | H0087 | Artist and Model | 13-14 | 2014-07-31 | Modern British Pictures | Whitworth Art Gallery | Lot #65 | KA00032 | 300000 | 300000
Library and Cultural Institutions | Whitworth Art Gallery | H0088 | Window in Cornwall | 13-14 | 2014-07-31 | Modern British Pictures | Whitworth Art Gallery | Lot #66 | KA00032 | 300000 | 300000
Library and Cultural Institutions | Whitworth Art Gallery | H0089 | ABSTRACT CONSTRUCTION (RECTO) | 13-14 | 2014-07-31 | Modern British Pictures | Whitworth Art Gallery | Lot #67 | KA00032 | 400000 | 400000
Library and Cultural Institutions | Whitworth Art Gallery | H0090 | Europe plate 1 | 13-14 | 2014-07-31 | Prints - Old Master, 19thC and Modern | Whitworth Art Gallery | Lot #68 | KA00032 | 2000000 | 2000000
Library and Cultural Institutions | Whitworth Art Gallery | H0091 | The Apocalypse 16 Wood cuts | 13-14 | 2014-07-31 | Prints - Old Master, 19thC and Modern | Whitworth Art Gallery | Lot #69 | KA00032 | 100000 | 100000
Library and Cultural Institutions | Whitworth Art Gallery | H0092 | St Eustace | 13-14 | 2014-07-31 | Prints - Old Master, 19thC and Modern | Whitworth Art Gallery | Lot #70 | KA00032 | 200000 | 200000
Library and Cultural Institutions | Whitworth Art Gallery | H0093 | Meloncolia | 13-14 | 2014-07-31 | Prints - Old Master, 19thC and Modern | Whitworth Art Gallery | Lot #71 | KA00032 | 250000 | 250000
Library and Cultural Institutions | Whitworth Art Gallery | H0094 | Le repas | 13-14 | 2014-07-31 | Prints - Old Master, 19thC and Modern | Whitworth Art Gallery | Lot #72 | KA00032 | 85000 | 85000
Library and Cultural Institutions | Whitworth Art Gallery | H0095 | Christ crucified between the two thieves | 13-14 | 2014-07-31 | Prints - Old Master, 19thC and Modern | Whitworth Art Gallery | Lot #73 | KA00032 | 300000 | 300000
Library and Cultural Institutions | Whitworth Art Gallery | H0096 | Flora (Summer) | 13-14 | 2014-07-31 | Textiles | Whitworth Art Gallery | Lot #74 | KA00032 | 65000 | 65000
Library and Cultural Institutions | Whitworth Art Gallery | H0097 | Pomona (Autumn) | 13-14 | 2014-07-31 | Textiles | Whitworth Art Gallery | Lot #75 | KA00032 | 65000 | 65000
Library and Cultural Institutions | Whitworth Art Gallery | H-D0031 | David Hockey paints | 11-12 | 2012-07-01 | A Rake's Progress (set of 16) | Whitworth Art Gallery | Contemporary Art Society | KA00208 | 100000 | 100000
Grand Total | [9 empty] | 255482794.55 | 255482794.55

## Software FAR Aug16_shared file
UNIVERSITY OF MANCHESTER
Capital Software Register as at August 2016
Values
Faculty | School | Asset number | Name of Equipment / Make and Model | Purchase year | Commission date | Written Off Year | Manufacturer | Description | Location | Order number | End of UEL Date | Technical Owner | Academic Owner | Working Condition | Technical Capability | Principal use | Available spare capacity | Facility | taxonomy code | Class | Order | Genus | Oracle Activity Code (BS) | Sum of Total Cost | Sum of Fixed Asset NBV | Sum of Aug-16
EPS | MACE | E00943 | Reliasoft Reliability Software Upgrade | 13-14 | 2014-03-01 |  |  | Reliasoft Reliability Software Upgrade |  | 1184280 | 2022-03-01 | Morray Kidd | Morray Kidd | 1 Good | 2 Good | 3 Research and Teaching |  |  | 6A8 | 6. Infrastructure | A. IT | 8. Distributed System | AA01508 | 96000 | 67000
FLS | Life Sciences | E00731 | BSF Unit Management Software | 09-10 | 2009-10-01 |  |  | BSF Unit Management Software | Software will be running on servers in the Kilburn data centre | 481628 | 2017-10-01 | Terence Priest |  | (blank) |  |  |  | BSF | 6d4 | 6. Infrastructure | D. Laboratory | 4. Vacuum | AA00158 | 58799.78 | 8574.9679
FLS | Life Sciences | E00811 | Hardware and software to establish the podcasting infrastructure | 10-11 | 2011-09-01 |  |  | Hardware and software to establish the podcasting infrastructure | Kilburn Data Centre | 843894 | 2019-09-01 | Stuart Phillipson |  | 1 Good |  |  | 0 |  | 6a3 | 6. Infrastructure | A. IT | 3. Workstation | FB00147 | 81846.64 | 31545.0592
FLS | Life Sciences | E00811 | Hardware and software to establish the podcasting infrastructure | 11-12 | 2011-09-01 |  |  | Hardware and software to establish the podcasting infrastructure | Kilburn Data Centre | 843894 | 2019-09-01 | Stuart Phillipson |  | 1 Good |  |  | 0 |  | 6a3 | 6. Infrastructure | A. IT | 3. Workstation | FB00147 | 9787.45 | 3772.2464
FLS | Life Sciences | E00811 | Hardware and software to establish the podcasting infrastructure | 12-13 | 2011-09-01 |  |  | Hardware and software to establish the podcasting infrastructure | Kilburn Data Centre | 843894 | 2013-04-01 | Stuart Phillipson |  | 1 Good |  |  | 0 |  | 6a3 | 6. Infrastructure | A. IT | 3. Workstation | FB00147 | -3738 | 0
FLS | Life Sciences | E00913 | Fluorescence Slide Scanner (incl. IMARIS image analysis software) | 12-13 | 2013-06-01 |  | Laser 2000 (software from BitPlane) | Fluorescence Slide Scanning Microscope | Smith B.1065 | 1109685 & 1109734 | 2017-06-01 | Bioimaging Facility Staff | Peter March and Christoph Ballestrem | 1 Good | 1 State of art | 2 General purpose research | 0.5 | Bioimaging Facility https://www.intranet.ls.manchester.ac.uk/facilities/research/bioimaging/default.aspx | 3D7 | 3. Materials Characterisation | D. Optical Microscopy | 7. Fluorescence | AA00010 | 70099.86 | 14604.1375
Library and Cultural Institutions | MUP | E01089a | a)Bibliolive database - Part 1 | 15-16 | 2015-09-01 |  | Virtusales | Bibliolive database | On the cloud | 1396957/1430241/1430245/1431436/1428415 (jnl#368214) | 2018-09-01 | John Normansell | John Normansell | N/A | N/A | N/A | N/A | N/A | N/A | N/A | N/A | N/A | MH00111 | 82230.33 | 57104.3958
Library and Cultural Institutions | MUP | E01089b | b)Bibliolive database - Part 2 | 15-16 | 2016-06-30 |  | Virtusales | Bibliolive database | On the cloud | 1428415 | 2019-06-30 | John Normansell | John Normansell | N/A | N/A | N/A | N/A | N/A | N/A | N/A | N/A | N/A | MH00837 | 75656.69 | 71453.5406
Library and Cultural Institutions | The Univeristy of Manchester Library | I00001 | Front End Digital Object Management System | 15-16 | 2016-07-01 |  | Preservica | It meets the back-end solution requirements around managing digital objects (DOM) and associated metadata (replacing eScholar and file shares) and digital preservation. | Main Library | 1586908 | 2019-07-01 | Andy Land | n/a | 1 Good | 1 State of art | 3 Research and Teaching | J 10% | no | 6a5 | 6. Infrastructure | A. IT | 5. Data Management | KB00163 | 84000 | 81666.6667
MHS | Institute of Brain Behaviour & Mental Health | R0943 | Pos. 1 13C1H volume head coil for Philips Achieva, software version R3.2 | 13-14 | 2014-04-01 |  | Philips Medical Systems | RF Coil for performing 13C MRS measurements in human brain | MR Imaging Suite; NIHR/WT CRF; Grafton St | 1168885 | 2018-02-01 | Steve Williams | Steve Williams | 1 Good | 1 State of art | 1 Dedicated to particular experiment | 0.8 | MRIF http://www.population-health.manchester.ac.uk/imagingfacilities/imagingresearch2/ | 3C1 | 3. Materials Characterisation | C. Imaging | 1. Magnetic Resonance | R116357 | 32473.07 | 12706.8535
MHS | Institute of Human Development | E01045 | Clarity LIMS perpetual Licenses | 14-15 | 2015-07-01 |  | GenoLogics | Clarity LIMS perpetual Licenses | n/a | Jnl#340186 (PO1286695) | 2018-07-01 | James O'Sullivan | Bill Newman | 1 Good | 1 State of art | 2. General purpose research | 0 | no | 6a5 | 6. Infrastructure | A. IT | 5. Data Management | AA12540 | 85050 | 54337.5
MHS | Institute of Population Health Administration | E01110 | Software upgrade of 3 MR scanners | 15-16 | 2016-02-26 |  | Philips Healthcare | Software upgrade of 3 MR scanners to maintain research MR capabilities | n/a - software | 1492040 | 2019-02-01 | Stephen Williams | Barry Whitnall / Amy Watkins | 1 Good | 1 State of art | 2 General purpose research | 0 | MHS Imaging Facility |  | (blank) | (blank) | (blank) | AA03908 | 78000 | 65000
MHS | Paterson Institute | E00752 | Intranet Software | 09-10 | 2009-10-01 |  | Sorce One | Intranet Software | Paterson Institute | 538524 | 2017-10-01 | Malik Pervez | Malik Pervez | 3 Poor - Inoperable | 4 No longer adequate | 2 General purpose research | 0 |  | 6a5 | 6. Infrastructure | A. IT | 5. Data Management | KA00101 | 33000 | 4812.5
PSS | ITS | E00712 | ITS capital project - PL0005, Procera PacketLogic with software licences | 08-09 | 2009-01-01 |  |  | Procera Packetlogic Deep Packer Inspection Solution | Kilburn Building Data Centre | 466514 | 2017-01-01 | Steve Paton |  | (blank) | [8 empty] | KC00017 | 77049.4 | 4012.9896
PSS | ITS | E00719 | ITS capital project | 08-09 | 2009-03-01 |  |  | Right Answers software | n/a Software |  | 2017-03-01 | Steve Paton |  | (blank) | [8 empty] | LA00495 | 87429.21 | 6375.0466
PSS | ITS | E00732 | ITS capital project | 08-09 | 2010-03-01 |  |  | Sitemanager Content Management System |  | 529926 | 2018-03-01 | Steve Paton |  | 1 Good | 1 State of art | 1 Dedicated to particular experiment | 0 | [5 empty] | LA00504 | 90131.16 | 17838.4588
PSS | ITS | E00735b | ITS capital project - Exchange Email and Calendaring | 08-09 | 2010-08-01 |  |  | Exchange Email and Calendaring | Kilburn Building | 516037 | 2018-08-01 | Steve Paton |  | 1 Good | 1 State of art | [7 empty] | LA00503 | 172291.67 | 43072.9175
PSS | ITS | E00749b | ITS capital project - Graduate Progression System, Dell Poweredge Servers and Windows 2008 R2 Enterprise Softwrae | 09-10 | 2011-03-01 | 16-17 | Dell/Viglen/Staff costs | Graduate Progression System, Dell Poweredge Servers and Windows 2008 R2 Enterprise Softwrae |  |  | 2014-03-01 | Allan Copley |  | 1 Good | 1 State of art | 3 Research and Teaching | 0 | [5 empty] | LA00506 | 0 | 0 | -33996
PSS | ITS | E00817 | Sharepoint Implimentation | 10-11 | 2013-08-01 |  | Dell hardware, MS licences | Hardware & Software to implement Microsoft SharePoint | Kilburn Bldg & Reynolds House (campus wide access for staff (academic and PSS)) | 857668 | 2021-08-01 | Stuart Barker |  | 1 Good | 1 State of art | 1 Dedicated to particular experiment | 0 | [5 empty] | LA00547 | 655679.62 | 409799.7625
PSS | ITS | E00866 | E25K Project (Sun T4-1 servers x 3; T4-2 servers x 4; Racks x 2; Associated Software & Support; Consultancy costs) | 12-13 | 2012-11-01 |  |  | E25K Project | Kilburn & Reynolds House Data centres | 951703/various | 2017-10-01 | Steve Paton |  | 1 Good | 1 State of art | 3 Research and Teaching | 0.2 | [5 empty] | LA00604 | 545609.85 | 129466.7441
PSS | ITS | E00917 | IT MOBILE PROJECT | 12-13 | 2013-11-01 |  |  | IT MOBILE PROJECT |  | 1127474/1131029/1131076 | 2021-11-01 |  |  | (blank) | [8 empty] | LA00620 | 90719.12 | 59534.4225
PSS | ITS | E00961 | CRM Applications Strategy - software | 14-15 | 2014-07-01 |  | Microsoft | CRM Capital Increase | Virtual Asset - deeemed located with ITSD in Kilburn Building | 1412394 | 2017-07-01 | Stuart Barker | n/a | 1 Good | 1 State of art | 2 General purpose research | 0 | no | 6a5 | 6. Infrastructure | A. IT | 5. Data Management | LA00662 | 888751.65 | 271563.0042
PSS | ITS | E00977 | STUDENT PLACEMENT MANAGEMENT SYSTEM - software related | 13-14 | 2014-10-01 |  | Terra Dotta | Terra Dotta Placement System | Virtual Asset - deeemed located with ITSD in Kilburn Building | Jnl#330952 | 2017-10-01 | Stuart Barker |  | 1 Good | 1 State of art | 1 Dedicated to particular experiment | 0 | no | 6a5 | 6. Infrastructure | A. IT | 5. Data Management | LA00645 | 18644 | 7250.4444
PSS | ITS | E00978 | DDAR UPGRADE PROJECT (RAZORS EDGE) | 13-14 | 2015-01-01 |  |  | Raisers Edge System | Virtual Asset - deeemed located with ITSD in Kilburn Building | 1224185 | 2018-01-01 | Shaz Ashraf |  | 1 Good | 1 State of art | 1 Dedicated to particular experiment | 0 | no | 6a5 | 6. Infrastructure | A. IT | 5. Data Management | LA00665 | 191248.21 | 90311.6547
PSS | ITS | E01092 | VM-ware NSX vCloud Suite advanced software (Phoenix) | 15-16 | 2015-08-15 |  | EMC VMWare | NSX Vcloud Suite | Reynolds House/Joules House | 1410884 | 2018-08-01 | Steve Paton | n/a | 1 Good | 1. State of the art | N/A | N/A | no | 6. Infrastructure | N/A | N/A | N/A | KC00151 | 384041 | 256027.3333
PSS | RBESS | E01055 | Pure Software One Off License Fee | 14-15 | 2014-12-01 |  | ELSEVIER B.V. | Pure Software One Off License Fee |  | 1345712 | 2017-12-01 | [11 empty] | LA00663 | 220034.4 | 97793.0667
Grand Total | [23 empty] | 4204835.11 | 1865623.7123 | -33996

## Capital Report (hidden)
DONATED EQUIPMENT
School | Asset | Movement in Sept 2011 | Cost to complete | Latest Forecast | YTD budget Sept 2011 | Variance YTD | 1011 Full year Budget | 3rd Party Cash | 3rd Party Cash Budget | Variance to Budget | University Cash
|  | £000 |  |  | £000 | £000 | £000 | £000 | £000 | £000 | £000
|  |  | 7.8779 | 7.8779
TOTAL DONATED |  |  | 7.8779 | 7.8779
Research Equipment 100% funded (including 100% Other funded equipment)
School |  | Additions in May 2015 | Cost to complete | Latest Forecast | YTD Cost May 2015 | YTD budget May 2015 | Variance YTD | 1415 Full year Budget
|  | £000 |  |  | £000 | £000 | £000 | £000
CEAS |  | 0 |  |  | 0 | 0 | 0 | 0
Chemistry |  | 0 |  |  | 0 | 0 | 0 | 0
Dalton Institute |  | 0 |  |  | 0 | 0 | 0 | 0
EEE |  | 0 |  |  | 0 | 0 | 0 | 0
Materials |  | 0 | #REF! | #REF! | 0 | 0 | 0 | 0
MACE |  | 0 |  |  | 0 | 0 | 0 | 0
Physics |  | 0 | #REF! | #REF! | 0 | 0 | 0 | 0
Physics and Astronomy |  | 0 |  |  | 0 | 0 | 0 | 0
National Graphene Institute |  | 0 |  |  | 0 | 0 | 0 | 0
SEAES |  | 0 |  |  | 0 | 0 | 0 | 0
Faculty Office |  | 0 |  |  | 0 | 0 | 0 | 0
EPS general | Research Purchases 2014/15 | 0 |  |  | 0 | 3843.5095 | -3843.5095 | 4063.793
EPS total |  | 0 | #REF! | #REF! | 0 | 3843.5095 | -3843.5095 | 4063.793
Life Sciences |  | 0 |  |  | 0 | 0 | 0 | 0
Manchester Institute of Biotechnology |  | 0 |  |  | 0 | 0 | 0 | 0
Life Sciences general | Research Purchases 2014/15 | 0 | 741.635 | 741.635 | 0 | 1116.3816 | -1116.3816 | 1332
FLS Total |  | 0 | #REF! | #REF! | 0 | 1116.3816 | -1116.3816 | 1332
Biomedicine |  | 0 |  |  | 0 | 0 | 0 | 0
Cancer & Enabling Sciences |  | 0 |  |  | 0 | 0 | 0 | 0
Cancer Research UK Manchester Institute (CRUK MI) |  | 0 |  |  | 0 | 0 | 0 | 0
Institute of Inflammation & Repair |  | 0 |  |  | 0 | 0 | 0 | 0
Institute of Population Health |  | 0 |  |  | 0 | 0 | 0 | 0
Manchester Medical School |  | 0 |  |  | 0 | 0 | 0 | 0
MHS General | Research Purchases 2014/15 | 0 |  |  | 0 | 1519.7647 | -1519.7647 | 1796.3113
MHS Total |  | 0 | 0 | 0 | 0 | 1519.7647 | -1519.7647 | 1796.3113
CRUK | Unallocated Research Purchases 2014/15 | 0 |  |  | 0 | 5286.2992 | -5286.2992 | 6607.874
TOTAL RESEARCH |  | 0 | #REF! | #REF! | 0 | 11765.955 | -11765.955 | 13799.9783
|  |  | #REF! | #REF!
Part Funded Equipment
School | Asset | Additions in May 2015 | Cost to complete | Latest Forecast | YTD Cost May 2015 | YTD budget May 2015 | Variance YTD | 1415 Full year Budget | 3rd Party Cash | 3rd Party Cash Budget | Variance to Budget | University Cash
|  | £000 |  |  | £000 | £000 | £000 | £000 | £000 | £000 | £000 | £000
Dalton Institute | Ion Beam Milling System | 0 |  |  | 0 | 0 | 0 | 0 | 0 | 0 | 0 | 0
EEE | Synrad Firestar Laser | 0 |  |  | 0 | 0 | 0 | 0 | 0 | 0 | 0 | 0
EEE | Equipment WT-2000 based Manual Loading system | 0 |  |  | 0 | 0 | 0 | 0 | 0 | 0 | 0 | 0
Materials | 2.5MN Dynamic Mechanical Testing Machine | 0 |  |  | 0 | 0 | 0 | 0 | 0 | 0 | 0 | 0
Materials | Gatan i-PREP II SP | 0 |  |  | 0 | 0 | 0 | 0 | 0 | 0 | 0 | 0
Materials & Estates | X-ray Hutches | 0 |  |  | 0 | 0 | 0 | 0 | 0 | 0 | 0 | 0
Physics | F&K G5 Fully Automatic Wedge Bonder | 0 |  |  | 0 | 0 | 0 | 0 | 0 | 0 | 0 | 0
Physics | 30 T High-field pulsed magnet | 0 |  |  | 0 | 0 | 0 | 0 | 0 | 0 | 0 | 0
Physics and Astronomy | Zeiss SIGMA field-emission scanning electron microscope | 0 |  |  | 0 | 0 | 0 | 0 | 0 | 0 | 0 | 0
SEAES | Aerodyne bespoke mini QCLAS N2O/CO + Option 1 Pump | 0 |  |  | 0 | 0 | 0 | 0 | 0 | 0 | 0 | 0
SEAES | Noble gas mass spectrometer | 0 |  |  | 0 | 0 | 0 | 0 | 0 | 0 | 0 | 0
EPS Total |  | 0 | #REF! | #REF! | 0 | 0 | 0 | 0 | 0 | 0 | 0 | 0
Life Sciences | Zeiss Lightsheet Z1 | 0 |  |  | 0 | 0 | 0 | 0 | 0 | 0 | 0 | 0
Life Sciences | Nitrogen reliquefaction extension to Cryoplatform accessory (BSNL) | 0 |  |  | 0 | 0 | 0 | 0 | 0 | 0 | 0 | 0
Life Sciences | MEA2100-60x2-System-E | 0 |  |  | 0 | 0 | 0 | 0 | 0 | 0 | 0 | 0
Life Sciences | C1 Single-Cell Auto Prep System | 0 |  |  | 0 | 0 | 0 | 0 | 0 | 0 | 0 | 0
Life Sciences | CLARIOstar | 0 |  |  | 0 | 0 | 0 | 0 | 0 | 0 | 0 | 0
Life Sciences | Thermo Ultimate 3000 RSLC System | 0 |  |  | 0 | 0 | 0 | 0 | 0 | 0 | 0 | 0
FLS Total |  | 0 | 0 | 0 | 0 | 0 | 0 | 0 | 0 | 0 | 0 | 0
Manchester Museum | Artwork - Mark Dion - Bureau of the Centre for the Study of Surrealism and its Legacy | 0 |  |  | 0 | 0 | 0 | 0 | 0 | 0 | 0 | 0
Whitworth Art Gallery | David Batchelor - Sculpture for Grand Staircase | 0 |  |  | 0 | 0 | 0 | 0 | 0 | 0 | 0 | 0
Whitworth Art Gallery | Painting: LS Lowry 'Loneyly House' | 0 |  |  | 0 |  |  |  | 0 | 0 | 0 | 0
Library and Cultural Institutions Total |  | 0 | #REF! | #REF! | 0 | 0 | 0 | 0 | 0 | 0 | 0 | 0
Biomedicine | Excitation light source | 0 |  |  | 0 | 0 | 0 | 0 | 0 | 0 | 0 | 0
Institute of Inflammation & Repair | Autoload 8-channel Hamilton Star robotic liquid handling system | 0 |  |  | 0 | 0 | 0 | 0 | 0 | 0 | 0 | 0
MHS Total |  | 0 | #REF! | #REF! | 0 | 0 | 0 | 0 | 0 | 0 | 0 | 0
TOTAL PART FUNDED |  | 0 | #REF! | #REF! | 0 | 0 | 0 | 0 | 0 | 0 | 0 | 0
University Funded Equipment
School | Asset | Additions in May 2015 | Cost to complete | Latest Forecast | YTD Cost May 2015 | YTD budget May 2015 | Variance YTD | 1415 Full year Budget
|  | £000 |  |  | £000 | £000 | £000 | £000
Chemistry | Glovebox | 0 |  |  | 0 | 0 | 0 | 0
Chemistry | MR Hei-Standard Stirring Hotplate 230v UK Plug | 0 |  |  | 0 | 0 | 0 | 0
Chemistry | Upgrade to Sirion SEM to allow Electron Beam Lithography | 0 |  |  | 0 | 0 | 0 | 0
Chemistry | EX-DEMO X8 PROSPECTOR ULTRA WITH APEXII CCD |  |  |  | 0 | 0 | 0 | 0
Computer Science | nXDS 10i Scroll pump - Cinzia Casiraghi Graphene | 0 |  |  | 0 | 0 | 0 | 0
Faculty Office | Gorgosaurus sp. Mounted Skeleton - Fossil Replica | 0 |  |  | 0 | 0 | 0 | 0
Faculty Office | MAZ3000 Mastersizer 3000 laser diffraction system | 0 |  |  | 0 | 0 | 0 | 0
MACE | Flight Simulator | 0 |  |  | 0 | 0 | 0 | 0
MACE | Microsystem Production Mould | 0 |  |  | 0 | 0 | 0 | 0
MACE | Spraybase | 0 |  |  | 0 | 0 | 0 | 0
MACE | 3D Discovery | 0 |  |  | 0 | 0 | 0 | 0
MACE | Haas VF-255 Machining Centre | 0 |  |  | 0 | 0 | 0 | 0
MACE | Wittmann-Battenfeld u-IM system | 0 |  |  | 0 | 0 | 0 | 0
Materials | Objet 30 Pro System | 0 |  |  | 0 | 0 | 0 | 0
Physics | Cinzia Casiraghi Graphene Innovation Hub | 0 |  |  | 0 | 0 | 0 | 0
EPS | General | 0 |  |  | 0 | 921.7608 | -921.7608 | 1000
EPS Total |  | 0 |  |  | 0 | 921.7608 | -921.7608 | 1000
Life Sciences | Bioluminescence system | 0 |  |  | 0 | 0 | 0 | 0
Life Sciences | FlexLine Cryogen Free VT system | 0 |  |  | 0 | 0 | 0 | 0
Life Sciences | Nikon Eclipse | 0 |  |  | 0 | 0 | 0 | 0
Life Sciences | Upgrade of Leica TCS SP8 gSTED | 0 |  |  | 0 | 0 | 0 | 0
Life Sciences | General | 0 |  |  | 0 | 902.7994 | -902.7994 | 1000
FLS Total |  | 0 | 0 | 0 | 0 | 902.7994 | -902.7994 | 1000
Humanities | ICP-MS - SEED LAB REFURB in Arthur Lewis Building (enabling work cost) | 0 |  |  | 0 | 0 | 0 | 0
Humanities | General | 0 |  |  | 0 | 0 | 0 | 0
HUM Total |  | 0 |  |  | 0 | 0 | 0 | 0
Biomedicine | NanoTemper Monolith NT.115 | 0 |  |  | 0 | 0 | 0 | 0
Institute of Brain Behaviour & Mental Health | Fluorescence zoom microscope Axio Zoom | 0 |  |  | 0 | 0 | 0 | 0
Institute of Cancer Sciences | upgrade 5600 mass spectrometer into AB SCIEX TripleTOF 6600 PKG - ACA/OMICS | 0 |  |  | 0 | 0 | 0 | 0
Institute of Human Development | Luminex 200 & 3.1 xPonent system | 0 |  |  | 0 | 0 | 0 | 0
Institute of Inflammation & Repair | AxioVert inverted microscope full set | 0 |  |  | 0 | 0 | 0 | 0
Institute of Inflammation & Repair | nanoScan SC SPEC/CT 4 Headed System | 0 |  |  | 0 | 0 | 0 | 0
Institute of Population Health | Fixtures in Vaughan House | 0 |  |  | 0 | 0 | 0 | 0
Manchester Centre for Cell Metabolism | 100XFe96 Extracellular Flux Analyzer102601 | 0 |  |  | 0 | 0 | 0 | 0
Manchester Centre for Cell Metabolism | IncuCyte ZOOM system | 0 |  |  | 0 | 0 | 0 | 0
Cancer Research UK Manchester Institute (CRUK MI) | AERO80 cage racks | 0 |  |  | 0 | 0 | 0 | 0
Pharmacy | Pharmaceutics kit - Flow Chemistry Prep Station | 0 |  |  | 0 | 0 | 0 | 0
Pharmacy | Pharmaceutics kit - FFF-SEC-MALS-Visco System | 0 |  |  | 0 | 0 | 0 | 0
Pharmacy | Pharmaceutics kit - Mastersizer | 0 |  |  | 0 | 0 | 0 | 0
Wellcome Trust | Gas Analysis System Quark CPET | 0 |  |  | 0 | 0 | 0 | 0
MHS | General | 0 |  |  | 0 | 822.091 | -822.091 | 1000
MHS Total |  | 0 |  |  | 0 | 822.091 | -822.091 | 1000
ITS | Campus Network Infrastructure | 0 |  |  | 0 | 0 | 0 | 0
ITS | IT Project (wifi | 0 |  |  | 0 | 0 | 0 | 0
ITS | PODCASTING PROJECT - ITS | 0 |  |  | 0 | 0 | 0 | 0
ITS | Windows 7 (Staff Migration & SCC) | 0 |  |  | 0 | 0 | 0 | 0
ITS | CRM Applications Strategy | 0 |  |  | 0 | 0 | 0 | 0
ITS | STUDENT PLACEMENT MANAGEMENT SYSTEM | 0 |  |  | 0 | 0 | 0 | 0
ITS | DDAR UPGRADE PROJECT (RAZORS EDGE) | 0 |  |  | 0 | 0 | 0 | 0
ITS | EMC Isilon storage (Isilon Expansion Project) | 0 |  |  | 0 | 0 | 0 | 0
ITS | IT Service Management System | 0 |  |  | 0 | 0 | 0 | 0
ITS | Archiving and Preservaiton infrastructure | 0 |  |  | 0 | 0 | 0 | 0
ITS | Compute Servers | 0 |  |  | 0 | 0 | 0 | 0
ITS | CYBER SECURITY STRATEGY | 0 |  |  | 0 | 0 | 0 | 0
ITS | General | 0 |  |  | 0 | 4413.9622 | -4413.9622 | 5300
Estates | EEG Booths - Zochonis (enabling work cost - Estates ref.PN6136) | 0 |  |  | 0 | 0 | 0 | 0
Estates | PNo 6369 Sackville Street Building - Equipment relocation - Room 35(m) | 0 |  |  | 0 | 0 | 0 | 0
Estates | General | 0 |  |  | 0 | 0 | 0 | 0
Other PSS | Pure Software One Off License Fee | 0 |  |  | 0 | 0 | 0 | 0
Other PSS | General | 0 |  |  | 0 | 0 | 0 | 0
PSS Total |  | 0 |  |  | 0 | 4413.9622 | -4413.9622 | 5300
UoM | Unallocated | 0 |  |  | 0 | 8293.1761 | -8293.1761 | 10576.9407
TOTAL UNIVERSITY FUNDED EQUIPMENT |  | 0 | 11.9601 | 11.9601 | 0 | 15353.7895 | -15353.7895 | 18876.9407
0
Buildings |  |  | #REF! | #REF!
|  | 0 | 0 |  |  | 0 | 0
0
Capital Equipment at 31 May 2015 |  | 0 | #REF! | #REF! | 0 | 27119.7445 | -27119.7445 | 32676.919
check | check | #REF! |  |  | #REF!
| round | #REF! |  |  | #REF! |  |  |  | 0 | 0 | 0
| Variance | #REF! | #REF! | #REF! | #REF!
asset E01018 - Estates Prepayment adjustment relates to Oct'14
Prepayment PO1312530 in MHS
Incorrect VAT charged to non-capital order by A.Martin
| Revised Variance | #REF!
Queried items to be corrected/investigated in Mar'15
| Revised Variance | #REF!
|  | Aug - Nov Additions |  |  | Nov Budget | Variance | Budget
| Equipment | £k |  |  | £k | £k | £k
| Donated | 0 |  |  | 0 | 0 | 0
| Research | #REF! |  |  | #REF! | #REF! | #REF!
| Other Funded | #REF! | #REF! | #REF! | #REF! | #REF! | #REF!
| Non Funded | #REF! | #REF! | #REF! | #REF! | #REF! | #REF!
| Heritage | #REF! |  |  | 0 | #REF! | 0
|  | #REF! | #REF! | #REF! | #REF! | #REF! | #REF!

## for capital report (hidden)
RESEARCH
Purchase year | (All)
Faculty | School | Asset Type
EPS | CEAS | Other
| CEAS | research
| Chemistry | research
| Computer Science | research
| Dalton Institute | research
| EEE | research
| EPS | Other
| Faculty Office | Other
| Life Sciences | research
| MACE | research
| Materials | Other
| Materials | Other
| Materials | research
| Materials | research
| Materials | research
| Materials & Chemistry | research
| National Graphene Institute | research
| Physics | Other
| Physics | research
| Physics and Astronomy | Other
| SEAES | research
EPS Total |  |  |  |  | 9736000 | -9736000
FLS | Life Sciences | Other
| Life Sciences | research
| Manchester Institute of Biotechnology | research
| Materials | research
| MCCIR | research
| MIB | research
FLS Total
Humanities | MIMAS | research
Humanities Total
Library and Cultural Institutions | Jodrell Bank Discovery Centre | Other
Library and Cultural Institutions Total
MHS | Biomedicine | research
| Cancer & Enabling Sciences | research
| Cancer Research UK Manchester Institute (CRUK MI) | Other
| Cancer Research UK Manchester Institute (CRUK MI) | Other
| Cancer Research UK Manchester Institute (CRUK MI) | research
| cancer studies | research
| Cardiovascular Sciences | research
| Clinical and Lab Sciences | research
| Community Based Medicine | research
| Dentistry | research
| Institute of Brain Behaviour & Mental Health | Other
| Institute of Brain Behaviour & Mental Health | research
| Institute of Cardiovascular Sciences | research
| Institute of Inflammation & Repair | research
| Institute of Population Health | research
| Manchester Medical School | Other
| Paterson Institute | research
| Pharmacy | research
| Psychological Sciences | research
| Translational Medicine | research
MHS Total
PSS | ITS | research
PSS Total
Grand Total
|  | check with Register | 494604.82 | 15795147.03
PART FUNDED
Purchase year | (Multiple Items)
Asset Type | Faculty | School | Name of Equipment / Make and Model | Funding type
Donated | EPS | Materials | Phoenix - X Ray Microtomography Unit | Donated
EPS Total
Donated Total
Heritage | Library and Cultural Institutions | JRUL | Piozzi Letters Lot 1 (1794-1797) Lot 2 (1798-1799) | Other
| Library and Cultural Institutions | Manchester Museum | Artwork - Mark Dion - Bureau of the Centre for the Study of Surrealism and its Legacy | Other
| Library and Cultural Institutions | Whitworth Art Gallery | Acquisition of artwork by Mary Kelly: Flashing Nipple Remix, 2005 & Multi-Story House, 2007 | Other
| Library and Cultural Institutions | Whitworth Art Gallery | Art Work - IDRIS KHAN - – 7 drawings from the series 21 Stones | Other
| Library and Cultural Institutions | Whitworth Art Gallery | Artwork of Le devenir de l'etre humain parlant du destin de l'etre humain faisant voir le destin de l'etre humain. Le roi d'Angleterre et la reine d'Angleterre“ by Georges Adéagbo | University Funded
| Library and Cultural Institutions | Whitworth Art Gallery | Callum Innes Watercolours | Donated
| Library and Cultural Institutions | Whitworth Art Gallery | Callum Innes Watercolours | Endowment
| Library and Cultural Institutions | Whitworth Art Gallery | Callum Innes Watercolours | University Funded
| Library and Cultural Institutions | Whitworth Art Gallery | David Batchelor - Sculpture for Grand Staircase | University Funded
| Library and Cultural Institutions | Whitworth Art Gallery | Orphiucus collection (51 items) | Donated
| Library and Cultural Institutions | Whitworth Art Gallery | Painting: LS Lowry 'Loneyly House' | Donated
| Library and Cultural Institutions | Whitworth Art Gallery | Artwork - Gilbert & George - 'Race Hate' (2011) | Donated
| Library and Cultural Institutions | Whitworth Art Gallery | Artwork - Tracey Emin - 'Meow' (2005) | Donated
Library and Cultural Institutions Total
Heritage Total
Part Funded | EPS | Chemistry | AFM upgrade: MULTIMODE8 UPGRADE | research
| EPS | Chemistry | BBFO 500 Mhz smart probe | University Funded
| EPS | Chemistry | GCMS system with CTC sampler including SPME and Headspace accessories | University Funded
| EPS | Chemistry | Platform LC Single Quadrople Mass Spectrometer | University Funded
| EPS | Chemistry | Raman Spectroscopy incorporating Atomic Force Microscopy Equipment | research
| EPS | Chemistry | Raman Spectroscopy incorporating Atomic Force Microscopy Equipment | University Funded
| EPS | Dalton Institute | BET TriStar II 3020 | University Funded
| EPS | Dalton Institute | Cobalt 60 - Model 812 | University Funded
| EPS | Dalton Institute | EMDS70 DuraScan-70 Hardness Tester | research
| EPS | Dalton Institute | EMDS70 DuraScan-70 Hardness Tester | University Funded
| EPS | Dalton Institute | Ion Beam Milling System | Other
| EPS | Dalton Institute | Ion Beam Milling System | research
| EPS | Dalton Institute | Ion Beam Milling System | University Funded
| EPS | Dalton Institute | MOTORISED OLYMPUS GX71 INVERTED MICROSCOPE | research
| EPS | Dalton Institute | MOTORISED OLYMPUS GX71 INVERTED MICROSCOPE | University Funded
| EPS | Dalton Institute | Oxford AZtec Synergy Advanced EBSD/EDS system | research
| EPS | Dalton Institute | Oxford AZtec Synergy Advanced EBSD/EDS system | University Funded
| EPS | Dalton Institute | Peletron | University Funded
| EPS | Dalton Institute | Pelletron | Other
| EPS | Dalton Institute | Pelletron | research
| EPS | Dalton Institute | Pulverisette 5 Planetary Ball Mill | research
| EPS | Dalton Institute | Pulverisette 5 Planetary Ball Mill | University Funded
| EPS | EEE | 4294A Impedance Analyser | research
| EPS | EEE | 4294A Impedance Analyser | University Funded
| EPS | EEE | Equipment WT-2000 based Manual Loading system | research
| EPS | EEE | Equipment WT-2000 based Manual Loading system | University Funded
| EPS | EEE | IRB 360-1/1130 FlexPicker™. 4 Axis robot | Other
| EPS | EEE | MiniLab S025M floor-standing manual RF sputter system | Other
| EPS | EEE | MiniLab S025M floor-standing manual RF sputter system | University Funded
| EPS | EEE | Synrad Firestar Laser | research
| EPS | EEE | Synrad Firestar Laser | University Funded
| EPS | Materials | 2.5MN Dynamic Mechanical Testing Machine | research
| EPS | Materials | 2.5MN Dynamic Mechanical Testing Machine | University Funded
| EPS | Materials | a)Electropuls E10000 Torsion | Endowment
| EPS | Materials | a)Electropuls E10000 Torsion | research
| EPS | Materials | b)Electropuls E10000 | research
| EPS | Materials | Equipment for conducting Digital Image Correlation | Endowment
| EPS | Materials | Equipment for conducting Digital Image Correlation | Other
| EPS | Materials | Equipment for conducting Digital Image Correlation | research
| EPS | Materials | Gatan i-PREP II SP | HEFCE
| EPS | Materials | Gatan i-PREP II SP | research
| EPS | Materials | High Speed Testing | Endowment
| EPS | Materials | High Speed Testing | Other
| EPS | Materials | Modulab 8 slot chassis | Endowment
| EPS | Materials | Modulab 8 slot chassis | Other
| EPS | Materials | Multimode8-U-NSV | Endowment
| EPS | Materials | Multimode8-U-NSV | Other
| EPS | Materials | NanoMegas - ASTAR | research
| EPS | Materials | NanoMegas - ASTAR | University Funded
| EPS | Materials | Nikon XTH225-ST X-Ray Microtomography System | research
| EPS | Materials | Nikon XTH225-ST X-Ray Microtomography System | University Funded
| EPS | Materials | Precision Ion Polishing System II | research
| EPS | Materials | Precision Ion Polishing System II | University Funded
| EPS | Materials | Tri-component upgrade to existing LBS-100 Extruder | Other
| EPS | Materials | Uniscan Model 370 electrochemical workstation | Endowment
| EPS | Materials | Uniscan Model 370 electrochemical workstation | Other
| EPS | Materials | X-ray Hutches | HEFCE
| EPS | Materials | X-ray Hutches | University Funded
| EPS | Physics | 18/20 Tesla magnet in low loss cryostat | research
| EPS | Physics | 18/20 Tesla magnet in low loss cryostat | University Funded
| EPS | Physics | 30 T High-field pulsed magnet | research
| EPS | Physics | 30 T High-field pulsed magnet | University Funded
| EPS | Physics | F&K G5 Fully Automatic Wedge Bonder | research
| EPS | Physics | F&K G5 Fully Automatic Wedge Bonder | University Funded
| EPS | Physics | Infiniium Oscilloscope | research
| EPS | Physics | Infiniium Oscilloscope | University Funded
| EPS | Physics and Astronomy | Zeiss SIGMA field-emission scanning electron microscope | Other
| EPS | Physics and Astronomy | Zeiss SIGMA field-emission scanning electron microscope | University Funded
| EPS | SEAES | 4 cylinder diesel engine test rig with dynamometer and control computer | research
| EPS | SEAES | 4 cylinder diesel engine test rig with dynamometer and control computer | University Funded
| EPS | SEAES | Aerodyne bespoke mini QCLAS N2O/CO + Option 1 Pump | research
| EPS | SEAES | Aerodyne bespoke mini QCLAS N2O/CO + Option 1 Pump | University Funded
| EPS | SEAES | Automated noble gas preparation system | research
| EPS | SEAES | Automated noble gas preparation system | University Funded
| EPS | SEAES | Centrifugal Particle Mass Analyser (CPMA) | research
| EPS | SEAES | Centrifugal Particle Mass Analyser (CPMA) | University Funded
| EPS | SEAES | Ex Demonstration ics 5000 | Other
| EPS | SEAES | Ex Demonstration ics 5000 | research
| EPS | SEAES | Ex Demonstration ics 5000 | University Funded
| EPS | SEAES | Multi-parameter Bioaerosol Spectrometer (MBS) | HEFCE
| EPS | SEAES | Multi-parameter Bioaerosol Spectrometer (MBS) | research
| EPS | SEAES | Noble gas mass spectrometer | research
| EPS | SEAES | Noble gas mass spectrometer | University Funded
| EPS | SEAES | Spotlight 400 & Frontier M/N FTIR | HEFCE
| EPS | SEAES | Spotlight 400 & Frontier M/N FTIR | research
EPS Total
| FLS | Life Sciences | 9140-CAP Odyssey CLx Infrared Imaging System | research
| FLS | Life Sciences | 9140-CAP Odyssey CLx Infrared Imaging System | University Funded
| FLS | Life Sciences | ÄKTA pure with triple wavelength UV monitor | research
| FLS | Life Sciences | ÄKTA pure with triple wavelength UV monitor | University Funded
| FLS | Life Sciences | C1 Single-Cell Auto Prep System | University Funded
| FLS | Life Sciences | CLARIOstar | research
| FLS | Life Sciences | CLARIOstar | University Funded
| FLS | Life Sciences | IncuCyte ZOOM HD/2CLR System | research
| FLS | Life Sciences | IncuCyte ZOOM HD/2CLR System | University Funded
| FLS | Life Sciences | LSR-II colour flow cytometer | University Funded
| FLS | Life Sciences | MEA2100-60x2-System-E | research
| FLS | Life Sciences | MEA2100-60x2-System-E | University Funded
| FLS | Life Sciences | NetApp FAS3220HA Storage Upgrade/Expansion | research
| FLS | Life Sciences | NetApp FAS3220HA Storage Upgrade/Expansion | University Funded
| FLS | Life Sciences | Nitrogen reliquefaction extension to Cryoplatform accessory (BSNL) | research
| FLS | Life Sciences | Nitrogen reliquefaction extension to Cryoplatform accessory (BSNL) | University Funded
| FLS | Life Sciences | RT Biolumicorder-mast | research
| FLS | Life Sciences | RT Biolumicorder-mast | University Funded
| FLS | Life Sciences | Thermo Fisher High Throughput Microscopy System | University Funded
| FLS | Life Sciences | Thermo Ultimate 3000 RSLC System | research
| FLS | Life Sciences | Thermo Ultimate 3000 RSLC System | University Funded
| FLS | Life Sciences | Zeiss Autoimager Z2 fluorescent microscope s/n 3523000498 | University Funded
| FLS | Life Sciences | Zeiss Lightsheet Z1 | research
| FLS | Life Sciences | Zeiss Lightsheet Z1 | University Funded
FLS Total
| Humanities | MIMAS | 480GB Solid State Flash Array | HEFCE
| Humanities | MIMAS | 480GB Solid State Flash Array | University Funded
Humanities Total
| Library and Cultural Institutions | JRUL | 3M right mount, software and video | HEFCE
Library and Cultural Institutions Total
| MHS | Biomedicine | Excitation light source | research
| MHS | Biomedicine | Excitation light source | University Funded
| MHS | Biomedicine | P/ACE MDQ Plus Capillary Electrophoresis System | research
| MHS | Cancer & Enabling Sciences | 1.5T MRI scanner | University Funded
| MHS | Cancer & Enabling Sciences | QSTAR Elite Pro System | University Funded
| MHS | Cancer Research UK Manchester Institute (CRUK MI) | 12 channel cytometry system | HEFCE
| MHS | Cancer Research UK Manchester Institute (CRUK MI) | BD Sup Aria III (Flow Cytometry Analyser and Sorter) | HEFCE
| MHS | Cancer Research UK Manchester Institute (CRUK MI) | Biomark HD | HEFCE
| MHS | Cancer Research UK Manchester Institute (CRUK MI) | Bravo automated fluidic platform | HEFCE
| MHS | Cancer Research UK Manchester Institute (CRUK MI) | ENTERPRISE SOLUTION DEFINIENS SERVER XD | HEFCE
| MHS | Cancer Research UK Manchester Institute (CRUK MI) | Leica Multiphoton gatedSTED Microscope | research
| MHS | Cancer Research UK Manchester Institute (CRUK MI) | Leica Multiphoton gatedSTED Microscope | University Funded
| MHS | Cancer Research UK Manchester Institute (CRUK MI) | Silicon Biosysytem DEPArray plattform DPA-0023050-01 | HEFCE
| MHS | Cancer Research UK Manchester Institute (CRUK MI) | Thermo Scientific Cellomics Orbitor Robot | HEFCE
| MHS | Cancer Research UK Manchester Institute (CRUK MI) | Vectra 2 Intelligent Slide Analysis Syst | HEFCE
| MHS | Cardiovascular Sciences | Dynamic retinal vessel analyser | research
| MHS | Cardiovascular Sciences | Dynamic retinal vessel analyser | University Funded
| MHS | Cardiovascular Sciences | Upright spinning disc confocal microscope with FRAPP capacity | research
| MHS | Cardiovascular Sciences | Upright spinning disc confocal microscope with FRAPP capacity | University Funded
| MHS | Institute of Cancer Sciences | AB SCIEX QTRAP 6500 - ACA/OMICS | research
| MHS | Institute of Cancer Sciences | AB SCIEX QTRAP 6500 - ACA/OMICS | University Funded
| MHS | Institute of Cancer Sciences | BD Accuri™ C6 Flow Cytometer System | Endowment
| MHS | Institute of Cancer Sciences | BD Accuri™ C6 Flow Cytometer System | University Funded
| MHS | Institute of Human Development | C1 Single-Cell Auto Prep System | research
| MHS | Institute of Inflammation & Repair | Autoload 8-channel Hamilton Star robotic liquid handling system | research
| MHS | Institute of Inflammation & Repair | Autoload 8-channel Hamilton Star robotic liquid handling system | University Funded
| MHS | Institute of Population Health | 3T Achieva Scanner | University Funded
| MHS | Manchester Pharmacy School | Mass Spectrometer | research
| MHS | Manchester Pharmacy School | Mass Spectrometer | University Funded
| MHS | Manchester Pharmacy School | P/ACE MDQ Plus Capillary Electrophoresis System | University Funded
|  |  |  | check register | 218181.6 | 2308286.63 | 805090
University Funded
Asset Type | University Funded
Purchase year | (Multiple Items)
Faculty | School | Name of Equipment / Make and Model
EPS | CEAS | Control Panel
| CEAS | DN300 Absorption Column
| Chemistry | AFM upgrade: MULTIMODE8 UPGRADE
| Chemistry | Agilent 1260 HPLC System with fraction collector and OpenLAB software
| Chemistry | Agilent 5975 GCMSD Bundle
| Chemistry | Agilent B1500
| Chemistry | Avance III 600 MHz NMR Spectrometer
| Chemistry | EX-DEMO X8 PROSPECTOR ULTRA WITH APEXII CCD
| Chemistry | Ex-demonstration Femtopower 1060 Supercontinuum
| Chemistry | Glovebox
| Chemistry | Glove-box
| Chemistry | iCAP 6300 DUO ICP Spectrometer
| Chemistry | MM-12-TM-12 - Trityl monitor
| Chemistry | MR Hei-Standard Stirring Hotplate 230v UK Plug
| Chemistry | NMR Equipment
| Chemistry | SuperNova Diffraction System
| Chemistry | Upgrade to Sirion SEM to allow Electron Beam Lithography
| Chemistry | Exactive Plus EMR HSD orbitrap mass spectrometer
| Chemistry | NMR Spectrometer
| Computer Science | nXDS 10i Scroll pump - Cinzia Casiraghi Graphene
| Computer Science | SpiNNaker V5.1 Expansion
| Dalton Institute | MB-Unilab Plus glovebox (NNUF)
| EEE | HVTS: Refurbishment and modernisation of 600kV DC High Voltage Test Set
| EEE | THz laser system
| Faculty Office | Gorgosaurus sp. Mounted Skeleton - Fossil Replica
| Faculty Office Dean | BMG LABTECH PHERAstar FS
| Faculty Office Dean | MAZ3000 Mastersizer 3000 laser diffraction system
| MACE | 3D Discovery
| MACE | 3D-Bioplotter
| MACE | Flight Simulator
| MACE | GOM ARAMIS 3D
| MACE | Haas VF-255 Machining Centre
| MACE | Handyscan EXASCAN 3D Scanner
| MACE | Instron Retrofit 8800 Digital Control Upgrade and Interface Electronics for Instron 127X, 13XX, 80XX
| MACE | Microsystem Production Mould
| MACE | Reliasoft Reliability Software Upgrade
| MACE | Spraybase
| MACE | Wittmann-Battenfeld u-IM system
| Materials | 3D Braiding machine for advanced composites and medical devices
| Materials | Aztec Energy TEM Advanced System
| Materials | FB1500 Flatbed Laser Cutting System
| Materials | FEI Tecnai G2 20 S-Twin
| Materials | Inca Energy TEM 350 EDS System
| Materials | Micron Vario High resolution scanner
| Materials | Objet 30 Pro System
| Materials | Panalytical MiniPal 4 EDXRF machine
| Materials | PNo 6369 Sackville Street Building - Equipment relocation - Room 35(m)
| Materials | VersaXRM-500 High Resolution 3D X-ray Tomography System
| Materials | ZEM-3 (M10) Seebeck coefficient & electric resistance measuring system
| National Graphene Institute | Renishaw inVia Reflex Spectrometer System - Cinzia Casiraghi Graphene
| Physics | Capacitance Bridge AH2700A
| Physics | Capacitance Bridge AH2700A - Cinzia Casiraghi Graphene
| Physics | Central Compressors Consultants Ltd V130-WL
| Physics | Cinzia Casiraghi Graphene Innovation Hub
| Physics | Customized superconducting magnet system
| Physics | E-Merlin capital costs
| Physics | Raman spectrometer
| Physics | Spectroscopic ellipsometer M2000U
| PSI | PSI Laser Systems
| PSI | Reveleris X2 Flash Chromatography System
| SEAES | 500ml Autoclavable MiniBio Bundle with Mycontrol Microbial System
| SEAES | Automated noble gas preparation system
| SEAES | Core Lab CPPP-200 Capillary pressure and ARS-300 resistivity system
| SEAES | Helix MC Noble Mass Spectrometer |  |  | 604000
| SEAES | Upgrade existing Noble Gas Mass Spectrometer - (asset ref.R0934)
EPS Total
FLS | Life Sciences | 1) XFe96 Extracellular Flux Analyzer
| Life Sciences | 2) Whitley H35 HEPA Hypoxystation
| Life Sciences | 3 CHANNEL AUTOANALYSER
| Life Sciences | 6500 Q-Trap
| Life Sciences | 8100 Mondrian SP+ Systems
| Life Sciences | Biacore T200
| Life Sciences | Bioluminescence system
| Life Sciences | Biomark HD reader
| Life Sciences | Carl Zeiss Confocal/Multiphoton Microscopes
| Life Sciences | Chameleon System
| Life Sciences | FlexLine Cryogen Free VT system
| Life Sciences | Fluorescence Slide Scanner (incl. IMARIS image analysis software)
| Life Sciences | GH001811 (AV800 Ascend) NMR
| Life Sciences | Greenhouse Gas Analyser based on Agilent 787OGC
| Life Sciences | Hardware and software to establish the podcasting infrastructure
| Life Sciences | Illumina MiSeq system
| Life Sciences | Leica DM IL LED Fluo
| Life Sciences | Leica TCS SP8 gSTED Super Resolution and confocal system
| Life Sciences | LTQ Velos Orbitrap extended performance mass spectrometer
| Life Sciences | M205FA Motorised stereo microscope
| Life Sciences | Michael Smith Building Graphic Signs
| Life Sciences | microscope imaging sysyem M205 FA
| Life Sciences | Multiphoton Confocal
| Life Sciences | Nano RSLC chromatography system
| Life Sciences | nCounter Analysis System
| Life Sciences | Nikon Eclipse
| Life Sciences | Premium 212 Class II MSC
| Life Sciences | Simbionix ARTHRO Mentor
| Life Sciences | Simbionix Lap Mentor with forced feedback
| Life Sciences | Singer Rotor HDA robot
| Life Sciences | Stereo Fluorescence Microscope
| Life Sciences | TOC-L with ASI-L (Auto Sampler) Optional PC
| Life Sciences | Topcon OCT 2000
| Life Sciences | Ultimate 3000 nanoRSLC systems
| Life Sciences | Ultrafast Systems Halcyone - MC Femtosecond Fluorescence Spectrometer
| Life Sciences | Uniclean
| Life Sciences | Upgrade of Leica TCS SP8 gSTED
| Life Sciences | Vario analyser
| Life Sciences | Visante Omni and HFA 750i
| Life Sciences | Q-Sense Omega Auto
| Life Sciences | NT.115 pico
| Life Sciences | PNo 6303 - Stopford Building Anatomy Skills - Additional Freezers Project
| Manchester Institute of Biotechnology | 28-9906-78 AKTApurifier 10 UPC
FLS Total
Humanities | Manchester Business School | AVID
| School of Arts, Languages and Cultures | Fox 900 Contrabasoon
| School of Arts, Languages and Cultures | Steinway Model D Piano
| School of Social Sciences | AVID Express Edit Suite
| School of Social Sciences | Cluster
| SEED (School of Environment, Education and Development) | ICP-MS - SEED LAB REFURB in Arthur Lewis Building (enabling work cost)
| SEED (School of Environment, Education and Development) | Rigaku NEX-CG EDXRF Analyzer with Polarization
Humanities Total
Library and Cultural Institutions | JRUL | 2CQR Baby self-service book issue & return units
| JRUL | ALMA - Library Management System - Implementation
| Whitworth Art Gallery | Mercedes Art Gallery Van DG11BYW
Library and Cultural Institutions Total
MHS | Biomedicine | GS Junior System
| Biomedicine | NanoTemper Monolith NT.115
| Cancer & Enabling Sciences | AB Sciex Ex-demonstration Triple TOF 5600
| Cancer & Enabling Sciences | Agilent 1260 automated depletion system
| Cancer & Enabling Sciences | Fastlab synthesizer
| Cancer & Enabling Sciences | Image viewing workstation for PET scans
| Cancer & Enabling Sciences | pre-clinical PET/CT scanner
| Cancer & Enabling Sciences | Raidowater Generator
| Cancer Research UK Manchester Institute (CRUK MI) | AERO80 cage racks
| Cancer Sciences | Microscope - Olympus IX73 Imaging System
| Cancer Sciences | Odyssey Sa Infrared Imaging System
| ICS - MCCM | ISCUSflex Microdialysis Analyser
| Institute of Brain Behaviour & Mental Health | Fluorescence zoom microscope Axio Zoom
| Institute of Brain Behaviour & Mental Health | Meso QuickPlex SQ120
| Institute of Cancer Sciences | upgrade 5600 mass spectrometer into AB SCIEX TripleTOF 6600 PKG - ACA/OMICS
| Institute of Cancer Sciences | UltiMate 3000 Nano RSLC system
| Institute of Cancer Sciences | SARRP System
| Institute of Human Development | Clarity LIMS perpetual Licenses
| Institute of Human Development | Luminex 200 & 3.1 xPonent system
| Institute of Human Development | xCELLigence RTCA DP Complete System
| Institute of Human Development | QX200 Auto DG Droplet Digital PCR System
| Institute of Inflammation & Repair | AxioVert inverted microscope full set
| Institute of Inflammation & Repair | Confocal Microscope
| Institute of Inflammation & Repair | Life technologies Personal Genome Machine
| Institute of Inflammation & Repair | nanoScan SC SPEC/CT 4 Headed System
| Institute of Population Health | Fixtures in Vaughan House
| Institute of Population Health | MEDRAD Spectris Solaris EP MR Injection System
| Manchester Centre for Cell Metabolism | 100XFe96 Extracellular Flux Analyzer102601
| Manchester Centre for Cell Metabolism | IncuCyte ZOOM system
| Paterson Institute | AJS8001 JANUS Mini Platform, 8-tip.
| Paterson Institute | BIO-PLEX 200 SYSTEM
| Paterson Institute | Building Management System
| Paterson Institute | Laboratory Information Management System (LIMS)
| Pharmacy | H35 HYPOXYSTATION&REMOVABLE FRONT
| Pharmacy | Mocro refurbished Quattro Ultima
| Pharmacy | Pharmaceutics kit - FFF-SEC-MALS-Visco System
| Pharmacy | Pharmaceutics kit - Flow Chemistry Prep Station
| Pharmacy | Pharmaceutics kit - Inert Lab - 2 Glove Box with Gas Purification & New NMR amplifier
| Pharmacy | Pharmaceutics kit - Mastersizer
| Pharmacy | Pharmaceutics kit - Rotary Tablet Press
| Pharmacy | Pharmaceutics kit - SEC/GPC Detectors
| Pharmacy | Tri-Carb 2910 Liquid Scintillation Analyser
| Psychological Sciences | CURRY NEUROIMAGING SUITE V 7 ACQUISITION AND SIGNAL PROCESSING MODULES. 64 CH SYNAMPS RT EEG/ERP AMPLIFIER.
| Translational Medicine | PolarStar Omega Plate Reader
| Wellcome Trust | AV,VC Equipment -Seminar Room S5
| Wellcome Trust | Gas Analysis System Quark CPET
| Wellcome Trust | Philips iU22 Ultrasound Radiology System
| Psychology | EEG Booths - Zochonis (enabling work cost - Estates ref.PN6136)
MHS Total
PSS | DSE | Gym equipment
| Estates | EPOS System
| Estates | Equipment installation at George Begg Cafe Pod
| ITS | Archiving and Preservaiton infrastructure
| ITS | Business System Web App Tier Refresh
| ITS | Campus Network Infrastructure
| ITS | Cloud Computer
| ITS | Compute Servers
| ITS | CONDOR BACKBONE COMPUTE SERVERS
| ITS | Content Management System
| ITS | CRM Applications Strategy
| ITS | CYBER SECURITY STRATEGY
| ITS | DDAR UPGRADE PROJECT (RAZORS EDGE)
| ITS | DNS Upgade
| ITS | E25K Project (Sun T4-1 servers x 3; T4-2 servers x 4; Racks x 2; Associated Software & Support; Consultancy costs)
| ITS | EMC Isilon storage (Isilon Expansion Project)
| ITS | INTERACTIVE CSF
| ITS | ISSC TIMETABLING PROJECT
| ITS | IT MOBILE PROJECT
| ITS | IT Project (wifi
| ITS | ITS capital project
| ITS | Next Generation Desktop Project
| ITS | Non Core Users (Identity Management)
| ITS | PODCASTING PROJECT - ITS
| ITS | Sharepoint Implimentation
| ITS | Storage Area Network
| ITS | STUDENT PLACEMENT MANAGEMENT SYSTEM
| ITS | Virtual Platform Expansion Project - Dell Blades, Vmware Licenses, Veeam Licenses, Networker Licenses, Micorsoft Licenses
| ITS | Virtualisation Infrastructure
| ITS | Windows 7 (Staff Migration & SCC)
|  | Check to register | 636037.81 | 4443651.24

## Capital Equipment Register (hidden)
Fixed Asset - Capital equipment Register (excluding Heritage asset and Software) | [43 empty] | Check to FS when it is ready for FY1516 | [13 empty] | Check to FS when it is ready for FY1516
[39 empty] | 2016/17 Financial Summary |  |  |  |  | Costs | [13 empty] | Depreciation | [26 empty] | Control Checks | Control Checks | Control Checks |  | Control Checks |  | Control Checks |  | Control Checks |  | Control Checks |  | Control Checks |  | N8 data checks
Asset number | Purchase year | Commission date | End of UEL Date | Written Off Year | Asset Type | Funding type | Manufacturer | Model | Name of Equipment / Make and Model | Description | Location | Building | Technical Owner | Academic Owner | Working Condition | Technical Capability | Principal use | Available spare capacity | Faculty | School | Order number | Facility | taxonomy code | Class | Order | Genus | Capital Approval rec'd | If the equipment has been physical verified? | Date of verification | Verified By | Verification Notes | Asset Activity code | Oracle Activity Code (BS) | Asset IE code | Depn Activity code (P&L) | Depn IE code (P&L) | Depn IE code (BS) | SOF | Total Cost | Total Acc Depn | Fixed Asset NBV | Cost Movements in 2016/17 | Depreciation charge in 2016/17 | Cost at 31 July 2016 | 2016-08-01 | 2016-09-01 | 2016-10-01 | 2016-11-01 | 2016-12-01 | 2017-01-01 | 2017-02-01 | 2017-03-01 | 2017-04-01 | 2017-05-01 | 2017-06-01 | 2017-07-01 | Cost at 31 July 2017 | Accumulated Depn at 31 July 2016 | Opening Adjustment | 2016-08-01 | Aug Adjustments | 2016-09-01 | Sept Adjustments | 2016-10-01 | Oct Adjustments | 2016-11-01 | Nov Adjustments | 2016-12-01 | Dec Adjustments | 2017-01-01 | Jan Adjustments | 2017-02-01 | Feb Adjustments | 2017-03-01 | March Adjustments | 2017-04-01 | April Adjustments | 2017-05-01 | May Adjustments | 2017-06-01 | June Adjustments | 2017-07-01 | July Adjustments | Accumulated depreciation at 31 July 2017 | Length of UEL (Months) | Length of UEL (Years) | UEL vs Depreciation Policy Check | Explanation of UEL where not in line with policy | Asset Negative NBV (Total Asset) | Explanation of Asset Negative NBV | Commission date = End Date | Explanation of Commission date = End Date | Commission date after End Date | Explanation of Commission date after End Date | Past End Date with outstanding NBV? | Explanation of past end date with outstanding NVB | Verification undertaken for asset? | If NO verification undertaken, is the asset value <£100k / purchased prior to FY1415? or Action is required: | How many cells are with NO required N8 Data for the asset purchased from FY1415 onward? | Other Comment / Note
D0012 | 01-02 | 2001-08-01 12:00 | 2011-08-01 |  | Donated | Donated | [12 empty] | FLS | Life Sciences | [11 empty] | WA00405 | WA00405 | 9031 | LC10010 | 6525 | 9033 | 09 | 195000 | 195000 | 0 | 0 | 0 | 195000 | [12 empty] | 195000 | 195000 |  | 0 | [23 empty] | 195000 | 120 | 10 | Boilers, building plant and scientific equipment |  | N |  | N |  | N |  | N |  | N | Prior to FY1415=NOT required
D0016 | 03-04 | 2003-07-01 12:00 | 2013-07-01 |  | Donated | Donated | [12 empty] | EPS | Materials | [11 empty] | WA00405 | WA00405 | 9031 | WA00405 | 6525 | 9033 | 09 | 14000 | 14000 | 0 | 0 | 0 | 14000 | [12 empty] | 14000 | 14000 |  | 0 | [23 empty] | 14000 | 120 | 10 | Boilers, building plant and scientific equipment |  | N |  | N |  | N |  | N |  | N | Prior to FY1415=NOT required
D0017 | 03-04 | 2003-07-01 12:00 | 2013-07-01 |  | Donated | Donated | [7 empty] | Simon Pimblott |  |  |  |  | EPS | Dalton Institute | [7 empty] | yes | 2016-07-01 | Confirmed by Vikki Fellows with signed verification form | as per FY1516 YrEnd Verification & Impairments Exercise in Jul'16 | WA00405 | WA00405 | 9031 | WA00405 | 6525 | 9033 | 09 | 100000 | 100000 | 0 | 0 | 0 | 100000 | [12 empty] | 100000 | 100000 |  | 0 | [23 empty] | 100000 | 120 | 10 | Boilers, building plant and scientific equipment |  | N |  | N |  | N |  | N |  | Y | Prior to FY1415=NOT required |  | School request Write off
D0020 | 06-07 | 2004-07-01 18:00 | 2009-07-01 |  | Donated | Donated |  |  | Fissions - gc8000+MD800 | 1 gas chromatograph - mass spectrometer. I additional gas chromatograph | Williamson Building 1.25C | Williamson Building | Paul Lythgoe | Paul Lythgoe | 2 Adequate | 3 Adequate | 1 Dedicated to particular experiment | 0 | EPS | SEAES |  | Analytical Geochemistry Unit | [5 empty] | yes | 2016-07-01 | Confirmed by Vikki Fellows with signed verification form | as per FY1516 YrEnd Verification & Impairments Exercise in Jul'16 | WA00405 | WA00405 | 9031 | LC10014 | 6525 | 9033 | 09 | 150000 | 150000 | 0 | 0 | 0 | 150000 | [12 empty] | 150000 | 150000 |  | 0 | [23 empty] | 150000 | 60 | 5 | Mainframe computers & propriety software |  | N |  | N |  | N |  | N |  | Y | Prior to FY1415=NOT required
D0021 | 08-09 | 2009-07-01 | 2017-07-01 |  | Donated | Donated | Genetix |  | Imaging Analysis System | Genetix Imaging Analysis System (Ariol) is an automated scanning microscope and imaging analysis system. | Paterson Institute CEP Lab | Paterson Building | Martin Greaves | Caroline Dive | 1 Good | 1 State of art | 1 Dedicated to particular experiment | 0 | MHS | Paterson Institute |  |  | 4e5 | 4. Sample Measurement/Analysis | E. Optical | 5. High Resolution Imaging | y |  |  | Data confirmed as part of data cleanse exercise (March 2015). Asset not physically verified. |  | WA00405 | WA00405 | 9031 | WA00405 | 6525 | 9033 | 09 | 123000 | 108906.25 | 14093.75 | 0 | 1281.25 | 123000 | [12 empty] | 123000 | 107625 |  | 1281.25 | [23 empty] | 108906.25 | 96 | 8 | Computer software |  | N |  | N |  | N |  | N |  | N | Prior to FY1415=NOT required
D0022 | 08-09 | 2009-07-01 | 2017-07-01 |  | Donated | Donated | Bruker |  | CIS Bruker MRI Console | Pre clinical imaging system for research projects involving animals. Projects in disease with neurological and cancer applications. | Stopford Building | Stopford Building | Steve Williams | Steve Williams | 1 Good | 1 State of art | 2 General purpose research | 0.1 | MHS | Cancer & Enabling Sciences |  |  | 3c1 | 3. Materials Characterisation | C. Imaging | 1. Magnetic Resonance |  |  |  | Verified as part of data cleanse exercise (March 2015) |  | WA00405 | WA00405 | 9031 | WA00405 | 6525 | 9033 | 09 | 330000 | 292187.5 | 37812.5 | 0 | 3437.5 | 330000 | [12 empty] | 330000 | 288750 |  | 3437.5 | [23 empty] | 292187.5 | 96 | 8 | Computer software |  | N |  | N |  | N |  | N |  | N | Prior to FY1415=NOT required
D0025 | 08-09 | 2009-07-01 | 2012-07-01 |  | Donated | Donated | Dantec |  | Dantec Phase Doppler Anenometer Laser System | Dantec Phase Doppler Anenometer Laser System | George Begg Building | George Begg Building | Dennis Cooper | Dennis Cooper | Poor-inoperable (Equipment to be scrapped) | No longer adequate | 3 Research and Teaching | 0 | EPS | MACE | [7 empty] | yes | 2015-07-01 | Verified by Dennis Cooper |  | WA00405 | WA00405 | 9031 | WA00405 | 6525 | 9033 | 09 | 30000 | 30000 | 0 | 0 | 0 | 30000 | [12 empty] | 30000 | 30000 |  | 0 | [23 empty] | 30000 | 36 | 3 | Equipment acquired for specific research projects |  | N |  | N |  | N |  | N |  | Y |  |  | End of UEL was amended to 3 yrs as non-software confirmation rece'd from Alison Lawton 15.12.15.
D0026 | 09-10 | 2009-11-01 | 2012-11-01 |  | Donated | Donated |  |  | On-line DGA Monitor | On-line DGA Monitor | B20 Ferranti Building | Ferranti Building | Zhongdong Wang | Zhongdong Wang | 1 Good | 2 Good | 1 Dedicated to particular experiment | 0 | EPS | EEE |  |  | 3l7 | 3. Materials Characterisation | L. Chemical Analysis | 7. Electrophoresis | y |  |  |  |  | WA00405 | WA00405 | 9031 | WA00405 | 6525 | 9033 | 09 | 32000 | 32000 | 0 | 0 | 0 | 32000 | [12 empty] | 32000 | 32000 |  | 0 | [23 empty] | 32000 | 36 | 3 | Equipment acquired for specific research projects |  | N |  | N |  | N |  | N |  | N | Prior to FY1415=NOT required |  | End of UEL was amended to 3 yrs as non-software confirmation rece'd from Alison Lawton 15.12.15.
D0028 | 11-12 | 2012-07-01 | 2015-07-01 |  | Donated | Donated | Donated by Imperial College |  | P2R Institu Rig and Associated Furnaces/cold stages and computers | P2R Institu Rig and Associated Furnaces/cold stages and computers | Manchester X-Ray Imaging Centre, Harwell, Didcot, OX11 0FA | [6 empty] | 0 | EPS | Materials |  | X-Ray Imaging Facility |  |  |  |  | y | yes | 2015-07-01 | PAUL JORDAN/JOHN GOODIER | as per Jun'15 verification exercise for FY14-15 YrEnd | AA01910 | AA01910 | 9031 | AA01910 | 6525 | 9033 | 09 | 230000 | 230000 | 0 | 0 | 0 | 230000 | [12 empty] | 230000 | 230000 |  | 0 | [23 empty] | 230000 | 36 | 3 | Equipment acquired for specific research projects |  | N |  | N |  | N |  | N |  | Y |  |  | End of UEL was amended to 3 yrs as non-software confirmation rece'd from Lee Ashton 15.12.15.
D0030 | 11-12 | 2013-07-01 | 2016-07-01 |  | Donated | Donated | Donated by Siemens | Process Control System | Process Control System | Process Control System | James Chadwick Building, Rm 3.003 | James Chadwick Building | John Cuffe | Peter Martin | 1 Good | 1 State of art | 3 Research and Teaching | 0 | EPS | CEAS |  |  | 6D1 | 6. Infrastructure | D. Laboratory | 1. Fluids | y | Yes | 2016-07-01 | confirmed by signed year-end verification form | as per Jun'16 verification exercise for FY15-16 YrEnd | AA02927 | AA02927 | 9031 | AA02927 | 6525 | 9033 | 00 | 100000 | 100000 | 0 | 0 | 0 | 100000 | [12 empty] | 100000 | 100000 |  | 0 | [23 empty] | 100000 | 36 | 3 | Equipment acquired for specific research projects |  | N |  | N |  | N |  | N | Matter of formula setting - the remaining Depn will be processed in Jul'16 | Y |  |  | End of UEL was amended to 3 yrs as non-software confirmation rece'd from Lee Ashton 15.12.15.
D0032 | 12-13 | 2012-07-01 | 2015-07-01 |  | Donated | Donated | GE Measurement & Control Solutions | Microtomography Unit | Phoenix - X Ray Microtomography Unit | Phoenix - X Ray Microtomography Unit | Manchester X-Ray Imaging Centre, Harwell, Didcot, OX11 0FA |  | Robert Cernik | Robert Cernik | 1 Good | 1 State of art | 2 General Purpose Research | 0 | EPS | Materials |  | X-Ray Imaging Facility | 3C2 | 3. Materials Characterisation | C. Imaging | 2. X-ray |  | yes | 2015-07-01 | PAUL JORDAN/JOHN GOODIER | as per Jun'15 verification exercise for FY14-15 YrEnd | AA01910 | AA01910 | 9031 | AA01910 | 6525 | 9033 | 09 | 150000 | 150000 | 0 | 0 | 0 | 150000 | [12 empty] | 150000 | 150000 |  | 0 | [23 empty] | 150000 | 36 | 3 | Equipment acquired for specific research projects |  | N |  | N |  | N |  | N |  | Y |  |  | End of UEL was amended to 3 yrs as non-software confirmation rece'd from Lee Ashton 15.12.15.
D0033 | 15-16 | 2007-08-01 | 2010-08-01 |  | Donated | Donated | Donor: Rolls Royce | Scientific Magnetics - Single Cryostat | 1)cryostatic test chambers including compressors | Superconductivity/cold temperature research | SSB - A1 | SSB | Prof A C Smith - 64667 | Prof A C Smith - 64667 | 1 Good | 1 State of art | 1 Dedicated to particular experiment | 0.1 | EPS | EEE | Donated form | [5 empty] | y | yes | 2016-06-15 | Sandy Smith | confirmed by email on 05.07.16 | AA01195 | AA01195 | 9031 | AA01195 | 6525 | 9033 | 09 | 100000 | 100000 | 0 | 0 | 0 | 100000 | [12 empty] | 100000 | 100000 |  | 0 | [23 empty] | 100000 | 36 | 3 | Equipment acquired for specific research projects |  | N |  | N |  | N |  | N |  | Y |  | 5 | 07.07.16: donated asset form only received in Jun16. UEL set to the 3 years policy as agreed. The Commission date is based on the equipment form sent from EPS
D0033 | 15-16 | 2012-08-01 | 2015-08-01 |  | Donated | Donated | Donor: Rolls Royce | Scientific Magnetics - Single Cryostat | 2)cryostatic test chambers including compressors | Superconductivity/cold temperature research | SSB - A1 | SSB | Prof A C Smith - 64667 | Prof A C Smith - 64667 | 1 Good | 1 State of art | 1 Dedicated to particular experiment | 0.1 | EPS | EEE | Donated form | [5 empty] | y | yes | 2016-06-15 | Sandy Smith | confirmed by email on 05.07.16 | AA01195 | AA01195 | 9031 | AA01195 | 6525 | 9033 | 09 | 100000 | 100000 | 0 | 0 | 0 | 100000 | [12 empty] | 100000 | 100000 |  | 0 | [23 empty] | 100000 | 36 | 3 | Equipment acquired for specific research projects |  | N |  | N |  | N |  | N |  | Y |  | 5 | 07.07.16: donated asset form only received in Jun16. UEL set to the 3 years policy as agreed. The Commission date is based on the equipment form sent from EPS
E00001 | 03-04 | 2005-08-01 | 2009-08-01 |  | University Funded | University Funded | Konica Minolta | V1-901 | Scanner | V1-901 3D Scanner | Coupland 3 G.030 | Coupland 3 | Badri Thiruvenkatachari | Badri Thiruvenkatachari | 1 Good | 1 State of art | 3 Research and Teaching | 0 | MHS | Dentistry |  |  | 4D1 | 4. Sample Measurement/Analysis | D. Laser | 1. Characterisation | [5 empty] | AF002 | LE00114 | 9011 | LC10002 | 6522 | 9013 | 00 | 37316.7 | 37316.7 | 0 | 0 | 0 | 37316.7 | [12 empty] | 37316.7 | 37316.7 |  | 0 | [23 empty] | 37316.7 | 48 | 4 | Motor vehicles and other general equipment |  | N |  | N |  | N |  | N |  | N | Prior to FY1415=NOT required
E00002 | 04-05 | 2005-08-01 | 2009-08-01 |  | University Funded | University Funded |  |  | Tyrannosaurus Rex STAN | Tyrannosaurus Rex STAN mounted skeleton - Fossil Replica | Manchester Museum | Manchester Museum | Henry McGee |  | 1 Good | 2 Good | 3 Research and Teaching | 0 | Library and Cultural Institutions | Manchester Museum | [9 empty] | Verified as part of data cleanse exercise (March 2015) |  | KA083 | LE00047 | 9011 | LC10053 | 6522 | 9013 | 00 | 44698.45 | 44698.45 | 0 | 0 | 0 | 44698.45 | [12 empty] | 44698.45 | 44698.45 |  | 0 | [23 empty] | 44698.45 | 48 | 4 | Motor vehicles and other general equipment |  | N |  | N |  | N |  | N |  | N | Prior to FY1415=NOT required |  | 21.01.16: consolidated multiple lines to one as per the exercise of FAR Cleanse
E00002 | 03-04 | 2005-08-01 | 2009-08-01 |  | University Funded | University Funded |  |  | Tyrannosaurus Rex STAN | Tyrannosaurus Rex STAN mounted skeleton - Fossil Replica | Manchester Museum | Manchester Museum | Henry McGee |  | 1 Good | 2 Good | 3 Research and Teaching | 0 | Library and Cultural Institutions | Manchester Museum | [9 empty] | Verified as part of data cleanse exercise (March 2015) |  | KA000 | LE00047 | 9011 | LC10053 | 6522 | 9013 | 00 | 30050.9 | 30050.9 | 0 | 0 | 0 | 30050.9 | [12 empty] | 30050.9 | 30050.9 |  | 0 | [23 empty] | 30050.9 | 48 | 4 | Motor vehicles and other general equipment |  | N |  | N |  | N |  | N |  | N | Prior to FY1415=NOT required
E00003 | 03-04 | 2005-08-01 | 2009-08-01 |  | University Funded | University Funded |  |  | Integrated Aquarium System | Integrated Aquarium System | Aquarium Infrastructure |  | Michael Jackson | Enrique Amaya | 1 Good | 2 Good | 3 Research and Teaching | 0 | FLS | Life Sciences |  | BSF | 6d4 | 6. Infrastructure | D. Laboratory | 4. Vacuum | [5 empty] | DA011 | LE00111 | 9011 | LC10010 | 6522 | 9013 | 00 | 68362.5 | 68362.5 | 0 | 0 | 0 | 68362.5 | [12 empty] | 68362.5 | 68362.5 |  | 0 | [23 empty] | 68362.5 | 48 | 4 | Motor vehicles and other general equipment |  | N |  | N |  | N |  | N |  | N | Prior to FY1415=NOT required
E00006 | 03-04 | 2005-08-01 | 2009-08-01 |  | University Funded | University Funded |  |  | Telephone System | Telephone System | Reynold Building Node D 20% | Sackville Street Building | Darren Hankinson |  | 1 Good | 1 State of art | 3 Research and Teaching | 0.4 | PSS | ITS | [7 empty] | yes | 2016-07-01 | Confirmed by J.Bird with signed verification form | as per FY1516 YrEnd Verification & Impairments Exercise in Jul'16 | EL019 | LE00100 | 9011 | LC10054 | 6522 | 9013 | 00 | 54238 | 54238 | 0 | 0 | 0 | 54238 | [12 empty] | 54238 | 54238 |  | 0 | [23 empty] | 54238 | 48 | 4 | Motor vehicles and other general equipment |  | N |  | N |  | N |  | N |  | Y
E00007 | 03-04 | 2005-08-01 | 2009-08-01 |  | University Funded | University Funded |  |  | Fibre Optic connections | Fibre Optic connections | Underground Linkage between Telescopes | Jodrell Bank | Simon Garrington | [5 empty] | EPS | Physics | [11 empty] | EG062 | LE00109 | 9011 | LC10012 | 6522 | 9013 | 00 | 41125 | 41125 | 0 | 0 | 0 | 41125 | [12 empty] | 41125 | 41125 |  | 0 | [23 empty] | 41125 | 48 | 4 | Motor vehicles and other general equipment |  | N |  | N |  | N |  | N |  | N | Prior to FY1415=NOT required
E00011 | 03-04 | 2005-08-01 | 2009-08-01 |  | University Funded | University Funded |  |  | ISO100 Iocom testing & rehabilitation unit | ISO100 Iocom testing & rehabilitation unit | WTCRF | [7 empty] | MHS | Wellcome Trust | [11 empty] | SM188 | AA01443 | 9011 | LC10001 | 6522 | 9013 | 00 | 41706.63 | 41706.63 | 0 | 0 | 0 | 41706.63 | [12 empty] | 41706.63 | 41706.63 |  | 0 | [23 empty] | 41706.63 | 48 | 4 | Motor vehicles and other general equipment |  | N |  | N |  | N |  | N |  | N | Prior to FY1415=NOT required
E00012 | 03-04 | 2005-08-01 | 2009-08-01 |  | University Funded | University Funded |  |  | Dark Fibre | E-Merlin - Dark Fibre | Underground Linkage between Telescopes | Jodrell Bank | Simon Garrington | [5 empty] | EPS | Physics | [11 empty] | EG063 | LE00109 | 9011 | LC10012 | 6522 | 9013 | 00 | 258648.92 | 258648.92 | 0 | 0 | 0 | 258648.92 | [12 empty] | 258648.92 | 258648.92 |  | 0 | [23 empty] | 258648.92 | 48 | 4 | Motor vehicles and other general equipment |  | N |  | N |  | N |  | N |  | N | Prior to FY1415=NOT required
E00013 | 03-04 | 2005-08-01 | 2009-08-01 |  | University Funded | University Funded |  |  | Dark Fibre | E-Merlin - Dark Fibre | Underground Linkage between Telescopes | Jodrell Bank | Simon Garrington | [5 empty] | EPS | Physics | [11 empty] | EG062 | LE00109 | 9011 | LC10012 | 6522 | 9013 | 00 | 2350 | 2350 | 0 | 0 | 0 | 2350 | [12 empty] | 2350 | 2350 |  | 0 | [23 empty] | 2350 | 48 | 4 | Motor vehicles and other general equipment |  | N |  | N |  | N |  | N |  | N | Prior to FY1415=NOT required
E00014 | 03-04 | 2005-08-01 | 2009-08-01 |  | University Funded | University Funded |  |  | Dark Fibre | E-Merlin - Dark Fibre | Underground Linkage between Telescopes | Jodrell Bank | Simon Garrington | [5 empty] | EPS | Physics | [11 empty] | EK004 | LE00109 | 9011 | LC10012 | 6522 | 9013 | 00 | 315000 | 315000 | 0 | 0 | 0 | 315000 | [12 empty] | 315000 | 315000 |  | 0 | [23 empty] | 315000 | 48 | 4 | Motor vehicles and other general equipment |  | N |  | N |  | N |  | N |  | N | Prior to FY1415=NOT required
E00015 | 03-04 | 2005-08-01 | 2009-08-01 |  | University Funded | University Funded | Applied Science Laboratories | ASL 501 | Eye Tracking System | ASL 501 Eye Tracking System | Coupland 1 | Coupland 1 | A Stewart | A Stewart | 3 Poor - Inoperable | 4 No longer adequate | 3 Research and Teaching | 0 | MHS | Psychological Sciences |  |  | 6a5 | 6. Infrastructure | A. IT | 5. Data Management |  | In Progress of disposal | Jul'15 |  | as per return of Jun'15 verification exercise, this is in progress of disposal. Disposal form is expected from MHS. | EA010 | LE00042 | 9011 | LC10007 | 6522 | 9013 | 00 | 28082.5 | 28082.5 | 0 | 0 | 0 | 28082.5 | [12 empty] | 28082.5 | 28082.5 |  | 0 | [23 empty] | 28082.5 | 48 | 4 | Motor vehicles and other general equipment |  | N |  | N |  | N |  | N |  | Y
E00016 | 03-04 | 2005-08-01 | 2009-08-01 |  | University Funded | University Funded |  |  | Ultrasound Machine | Ultrasound Machine | WTCRF | [7 empty] | MHS | Wellcome Trust | [11 empty] | HA518 | AA01443 | 9011 | LC10001 | 6522 | 9013 | 00 | 71273 | 71273 | 0 | 0 | 0 | 71273 | [12 empty] | 71273 | 71273 |  | 0 | [23 empty] | 71273 | 48 | 4 | Motor vehicles and other general equipment |  | N |  | N |  | N |  | N |  | N | Prior to FY1415=NOT required
E00017 | 03-04 | 2005-08-01 | 2009-08-01 |  | University Funded | University Funded |  |  | Correlator | Correlator | JBO Computer Room | Jodrell Bank | Simon Garrington | [5 empty] | EPS | Physics | [11 empty] | EK004 | LE00109 | 9011 | LC10012 | 6522 | 9013 | 00 | 370003.5 | 370003.5 | 0 | 0 | 0 | 370003.5 | [12 empty] | 370003.5 | 370003.5 |  | 0 | [23 empty] | 370003.5 | 48 | 4 | Motor vehicles and other general equipment |  | N |  | N |  | N |  | N |  | N | Prior to FY1415=NOT required
E00018 | 03-04 | 2005-08-01 | 2009-08-01 |  | University Funded | University Funded | Skyscan, Belgium | X-ray Microtomography | Skyscan X-ray Microtomography System | Skyscan X-ray Microtomography System | G. 048, Biomaterials Lab, Coupland III | Coupland 3 | David Watts and Nick Silikas | David Watts | 2 Adequate | 3 Adequate | 2 General purpose research | 0.2 | MHS | Dentistry |  | Biomaterials Science Labshttp://www.materials.manchester.ac.uk/research/groups/biomaterials/ | 4E5 | 4. Sample Measurement/Analysis | E. Optical | 5. High Resolution Imaging | [5 empty] | EA010 | LE00114 | 9011 | LC10002 | 6522 | 9013 | 00 | 82350 | 82350 | 0 | 0 | 0 | 82350 | [12 empty] | 82350 | 82350 |  | 0 | [23 empty] | 82350 | 48 | 4 | Motor vehicles and other general equipment |  | N |  | N |  | N |  | N |  | N | Prior to FY1415=NOT required
E00019 | 03-04 | 2005-08-01 | 2009-08-01 |  | University Funded | University Funded |  |  | Telephone System | Telephone System | Reynold Building Node D 80% | Sackville Street Building | Darren Hankinson |  | 1 Good | 1 State of art | 3 Research and Teaching | 0.4 | PSS | ITS | [7 empty] | yes | 2016-07-01 | Confirmed by J.Bird with signed verification form | as per FY1516 YrEnd Verification & Impairments Exercise in Jul'16 | EL019 | LE00100 | 9011 | LC10054 | 6522 | 9013 | 00 | 216952 | 216952 | 0 | 0 | 0 | 216952 | [12 empty] | 216952 | 216952 |  | 0 | [23 empty] | 216952 | 48 | 4 | Motor vehicles and other general equipment |  | N |  | N |  | N |  | N |  | Y
E00021 | 03-04 | 2005-08-01 | 2009-08-01 |  | University Funded | University Funded |  |  | Flourescence Imaging System | Flourescence Imaging System | School request write off | [7 empty] | FLS | Life Sciences | [11 empty] | EA010 | LE00111 | 9011 | LC10010 | 6522 | 9013 | 00 | 27000 | 27000 | 0 | 0 | 0 | 27000 | [12 empty] | 27000 | 27000 |  | 0 | [23 empty] | 27000 | 48 | 4 | Motor vehicles and other general equipment |  | N |  | N |  | N |  | N |  | N | Prior to FY1415=NOT required
E00024 | 03-04 | 2005-08-01 | 2009-08-01 |  | University Funded | University Funded |  |  | L Band Lens | L Band Lens |  |  | Simon Garrington | [5 empty] | EPS | Physics | [11 empty] | EG061 | LE00109 | 9011 | LC10012 | 6522 | 9013 | 00 | 68150 | 68150 | 0 | 0 | 0 | 68150 | [12 empty] | 68150 | 68150 |  | 0 | [23 empty] | 68150 | 48 | 4 | Motor vehicles and other general equipment |  | N |  | N |  | N |  | N |  | N | Prior to FY1415=NOT required
E00025 | 03-04 | 2005-08-01 | 2009-08-01 |  | University Funded | University Funded |  |  | Telephone System | Telephone System | Node E Comp Science |  | Peter Jones |  | 1 Good | 1 State of art |  | 0.5 | PSS | ITS | [7 empty] | yes | 2016-07-01 | Confirmed by J.Bird with signed verification form | as per FY1516 YrEnd Verification & Impairments Exercise in Jul'16 | EL019 | LE00100 | 9011 | LC10054 | 6522 | 9013 | 00 | 271190 | 271190 | 0 | 0 | 0 | 271190 | [12 empty] | 271190 | 271190 |  | 0 | [23 empty] | 271190 | 48 | 4 | Motor vehicles and other general equipment |  | N |  | N |  | N |  | N |  | Y
E00026 | 03-04 | 2005-08-01 | 2009-08-01 |  | University Funded | University Funded | AB Sciex | Tandem Mass Spectrometer | Spectrometer | Tandem Mass Spectrometer 50% | RG40, Paterson | Paterson Building | Liqun Zhang | Tony Whetton | 2 Adequate | 3 Adequate | 1 Dedicated to particular experiment | 0.2 | MHS | Cancer & Enabling Sciences |  | WMIC/Paterson | 3b3 | 3. Materials Characterisation | B. Spectrometry | 3. Mass Spectrometry | [5 empty] | EA010 | AA07542 | 9011 | AA07542 | 6522 | 9013 | 00 | 100000 | 100000 | 0 | 0 | 0 | 100000 | [12 empty] | 100000 | 100000 |  | 0 | [23 empty] | 100000 | 48 | 4 | Motor vehicles and other general equipment |  | N |  | N |  | N |  | N |  | N | Prior to FY1415=NOT required
E00030 | 03-04 | 2005-08-01 | 2009-08-01 |  | University Funded | University Funded |  |  | server | Sunfire V880 server (acup 1) - Esteem Systems Plc | Data Centre |  | Shaz Ashraf | [5 empty] | PSS | ITS | [7 empty] | yes | 2016-07-01 | Confirmed by J.Bird with signed verification form | as per FY1516 YrEnd Verification & Impairments Exercise in Jul'16 | LA010 | LE00100 | 9011 | LC10025 | 6522 | 9013 | 00 | 41059.2 | 41059.2 | 0 | 0 | 0 | 41059.2 | [12 empty] | 41059.2 | 41059.2 |  | 0 | [23 empty] | 41059.2 | 48 | 4 | Motor vehicles and other general equipment |  | N |  | N |  | N |  | N |  | Y
E00031 | 03-04 | 2005-08-01 | 2009-08-01 |  | University Funded | University Funded |  |  | L Band Lens | L Band Lens | Pickmere Telescope |  | Simon Garrington | [5 empty] | EPS | Physics | [11 empty] | EG061 | LE00109 | 9011 | LC10012 | 6522 | 9013 | 00 | 35250 | 35250 | 0 | 0 | 0 | 35250 | [12 empty] | 35250 | 35250 |  | 0 | [23 empty] | 35250 | 48 | 4 | Motor vehicles and other general equipment |  | N |  | N |  | N |  | N |  | N | Prior to FY1415=NOT required
E00032 | 03-04 | 2005-08-01 | 2009-08-01 |  | University Funded | University Funded |  |  | L Band Lens | L Band Lens | Darnhall Telescope |  | Simon Garrington | [5 empty] | EPS | Physics | [11 empty] | EG061 | LE00109 | 9011 | LC10012 | 6522 | 9013 | 00 | 21554.2 | 21554.2 | 0 | 0 | 0 | 21554.2 | [12 empty] | 21554.2 | 21554.2 |  | 0 | [23 empty] | 21554.2 | 48 | 4 | Motor vehicles and other general equipment |  | N |  | N |  | N |  | N |  | N | Prior to FY1415=NOT required
E00034 | 03-04 | 2005-08-01 | 2009-08-01 |  | University Funded | University Funded |  |  | L Band Lens | L Band Lens | Knockin Telescope |  | Simon Garrington | [5 empty] | EPS | Physics | [11 empty] | EG061 | LE00109 | 9011 | LC10012 | 6522 | 9013 | 00 | 23500 | 23500 | 0 | 0 | 0 | 23500 | [12 empty] | 23500 | 23500 |  | 0 | [23 empty] | 23500 | 48 | 4 | Motor vehicles and other general equipment |  | N |  | N |  | N |  | N |  | N | Prior to FY1415=NOT required
E00036 | 03-04 | 2005-08-01 | 2009-08-01 |  | University Funded | University Funded |  |  | Noble Gas Laboratory | Noble Gas Laboratory | Williamson Building G52/G54 | Williamson Building | John Cowpe | Christopher Ballentine | 2 Adequate | 3 Adequate | 1 Dedicated to particular experiment | 0 | EPS | SEAES |  |  | 3B3 | 3. Materials Characterisation | B. Spectrometry | 3. Mass Spectrometry |  | yes | 2016-07-01 | Confirmed by Vikki Fellows with signed verification form | as per FY1516 YrEnd Verification & Impairments Exercise in Jul'16 | EK001 | LE00105 | 9011 | LC10014 | 6522 | 9013 | 00 | 65000 | 65000 | 0 | 0 | 0 | 65000 | [12 empty] | 65000 | 65000 |  | 0 | [23 empty] | 65000 | 48 | 4 | Motor vehicles and other general equipment |  | N |  | N |  | N |  | N |  | Y | Prior to FY1415=NOT required
E00038 | 03-04 | 2005-08-01 | 2009-08-01 |  | University Funded | University Funded | Agilent | Xcalibur Mo K-alpha | Xcalibur2 system | Ex-Demonstration Xcalibur2 system | 5.62 Chris Muryn |  | Chris Muryn | Chris Muryn | 1 Good | 2 Good | 3 Research and Teaching | 0.1 | EPS | Chemistry |  | X-Ray Diffractionhttp://www.chemistry.manchester.ac.uk/research/facilities/xtal/ | 3h1 | 3. Materials Characterisation | H. Diffraction | 1. X-ray |  |  |  | Data confirmed as part of data cleanse exercise (March 2015). Asset not physically verified. |  | EA010 | LE00103 | 9011 | LC10011 | 6522 | 9013 | 00 | 25000 | 25000 | 0 | 0 | 0 | 25000 | [12 empty] | 25000 | 25000 |  | 0 | [23 empty] | 25000 | 48 | 4 | Motor vehicles and other general equipment |  | N |  | N |  | N |  | N |  | N | Prior to FY1415=NOT required
E00039 | 03-04 | 2005-08-01 | 2009-08-01 |  | University Funded | University Funded | New Wave | UP 213 | New Wave - UP 213 | Laser Ablation System for ICP-MS sample introduction | Williamson Building G70 | Williamson Building | John Cowpe | Jamie Gilmour | 2 Adequate | 3 Adequate | 1 Dedicated to particular experiment | 0 | EPS | SEAES |  | Analytical Geochemistry Unit | 3B3 | 3. Materials Characterisation | B. Spectrometry | 3. Mass Spectrometry |  | yes | 2016-07-01 | Confirmed by Vikki Fellows with signed verification form | as per FY1516 YrEnd Verification & Impairments Exercise in Jul'16 | EK001 | LE00105 | 9011 | LC10014 | 6522 | 9013 | 00 | 82668.37 | 82668.37 | 0 | 0 | 0 | 82668.37 | [12 empty] | 82668.37 | 82668.37 |  | 0 | [23 empty] | 82668.37 | 48 | 4 | Motor vehicles and other general equipment |  | N |  | N |  | N |  | N |  | Y | Prior to FY1415=NOT required
E00041 | 03-04 | 2005-08-01 | 2009-08-01 |  | University Funded | University Funded | Nu Instruments |  | Nu Instruments - Nu Plasma ICP | Mass Spectrometer for extra terrestrial samples | Williamson Building G70 | Williamson Building | John Cowpe | Jamie Gilmour | 1 Good | 1 State of art | 1 Dedicated to particular experiment | 0 | EPS | SEAES |  |  | 3B3 | 3. Materials Characterisation | B. Spectrometry | 3. Mass Spectrometry |  | yes | 2016-07-01 | Confirmed by Vikki Fellows with signed verification form | as per FY1516 YrEnd Verification & Impairments Exercise in Jul'16 | EK001 | LE00105 | 9011 | LC10014 | 6522 | 9013 | 00 | 39362.5 | 39362.5 | 0 | 0 | 0 | 39362.5 | [12 empty] | 39362.5 | 39362.5 |  | 0 | [23 empty] | 39362.5 | 48 | 4 | Motor vehicles and other general equipment |  | N |  | N |  | N |  | N |  | Y | Prior to FY1415=NOT required
E00042 | 03-04 | 2006-08-01 06:00 | 2009-08-01 |  | University Funded | University Funded | Intertronics |  | Robotic dispensing system | Intertronics - Robotic dispensing system | [7 empty] | 0 | EPS | CEAS | [9 empty] | Verified as part of data cleanse exercise (March 2015) |  | NIA0013 | LE00012 | 9011 | LC10045 | 6522 | 9013 | 00 | 4445 | 4445 | 0 | 0 | 0 | 4445 | [12 empty] | 4445 | 4445 |  | 0 | [23 empty] | 4445 | 36 | 3 | Equipment acquired for specific research projects |  | N |  | N |  | N |  | N |  | N | Prior to FY1415=NOT required
E00043 | 03-04 | 2006-08-01 06:00 | 2009-08-01 |  | University Funded | University Funded |  |  | Quickset Pan/Tilt controller | Quickset Pan/Tilt controller | Sackville St Building SEAES Labs | Sackville Street Building | [5 empty] | 0 | EPS | Physics | [11 empty] | JPH0880 | LE00109 | 9011 | LC10012 | 6522 | 9013 | 00 | 8086 | 8086 | 0 | 0 | 0 | 8086 | [12 empty] | 8086 | 8086 |  | 0 | [23 empty] | 8086 | 36 | 3 | Equipment acquired for specific research projects |  | N |  | N |  | N |  | N |  | N | Prior to FY1415=NOT required
E00046 | 03-04 | 2005-08-01 | 2009-08-01 |  | University Funded | University Funded |  |  | Suzuki Carry Van (MM04 XHD) | Used for transporting mail to Sackville Street | Located front / rear quad |  | Frank Green |  | 2 Adequate | 3 Adequate | 1 Dedicated to particular experiment | 0 | PSS | Estates | [9 empty] | Verified as part of data cleanse exercise (March 2015) |  | GRG0645 | LE00119 | 9011 | LC10054 | 6521 | 9013 | 00 | 5968.73 | 5968.73 | 0 | 0 | 0 | 5968.73 | [12 empty] | 5968.73 | 5968.73 |  | 0 | [23 empty] | 5968.73 | 48 | 4 | Motor vehicles and other general equipment |  | N |  | N |  | N |  | N |  | N | Prior to FY1415=NOT required
E00047 | 03-04 | 2005-08-01 | 2009-08-01 |  | University Funded | University Funded |  |  | Small animal ventilator | Linton SAR 830P small animal ventilator |  |  | Michael Jackson | [5 empty] | FLS | Life Sciences |  | BSF | 6d3 | 6. Infrastructure | D. Laboratory | 3. Controlled Environment | [5 empty] | DON0229 | LE00111 | 9011 | LC10010 | 6521 | 9013 | 00 | 6723.65 | 6723.65 | 0 | 0 | 0 | 6723.65 | [12 empty] | 6723.65 | 6723.65 |  | 0 | [23 empty] | 6723.65 | 48 | 4 | Motor vehicles and other general equipment |  | N |  | N |  | N |  | N |  | N | Prior to FY1415=NOT required
E00048 | 03-04 | 2005-08-01 | 2009-08-01 |  | University Funded | University Funded | Steinway |  | Steinway Model D Piano | Model D grand piano (serial 563804) | Martin Harris Centre Cosmo Rodewald Concert Hall | Martin Harris Centre | SAHC - MHC | SAHC - MHC | 1 Good | 2 Good | 3 Research and Teaching | 0 | Humanities | School of Arts, Languages and Cultures | [7 empty] | Yes | 2016-07-01 | Confirmed by Ian Rodd via signed verification form | as per FY1516 YrEnd Verification & Impairments Exercise in Jul'16 | LV000 | LE00015 | 9011 | LC10033 | 6521 | 9013 | 00 | 73030 | 73030 | 0 | 0 | 0 | 73030 | [12 empty] | 73030 | 73030 |  | 0 | [23 empty] | 73030 | 48 | 4 | Motor vehicles and other general equipment |  | N |  | N |  | N |  | N |  | Y | Prior to FY1415=NOT required
E00049 | 02-03 | 2005-08-01 | 2009-08-01 |  | University Funded | University Funded | Agilent |  | Xcalibur 2 system | Xcalibur 2 system | 5.62 Chris Muryn |  | Chris Muryn | Chris Muryn | 1 Good | 2 Good | 3 Research and Teaching | 0.1 | EPS | Chemistry |  |  | 3h1 | 3. Materials Characterisation | H. Diffraction | 1. X-ray |  |  |  | Data confirmed as part of data cleanse exercise (March 2015). Asset not physically verified. |  | HA420 | LE00103 | 9011 | LC10011 | 6522 | 9013 | 00 | 22200 | 22200 | 0 | 0 | 0 | 22200 | [12 empty] | 22200 | 22200 |  | 0 | [23 empty] | 22200 | 48 | 4 | Motor vehicles and other general equipment |  | N |  | N |  | N |  | N |  | N | Prior to FY1415=NOT required
E00050 | 02-03 | 2005-08-01 | 2009-08-01 |  | University Funded | University Funded | Agilent |  | Xcalibur 2 system | Xcalibur 2 system | 5.62 Chris Muryn |  | Chris Muryn | Chris Muryn | 1 Good | 2 Good | 2 General purpose research | 0.1 | EPS | Chemistry |  |  | 3h1 | 3. Materials Characterisation | H. Diffraction | 1. X-ray |  |  |  | Data confirmed as part of data cleanse exercise (March 2015). Asset not physically verified. |  | EA074 | LE00103 | 9011 | LC10011 | 6522 | 9013 | 00 | 2800 | 2800 | 0 | 0 | 0 | 2800 | [12 empty] | 2800 | 2800 |  | 0 | [23 empty] | 2800 | 48 | 4 | Motor vehicles and other general equipment |  | N |  | N |  | N |  | N |  | N | Prior to FY1415=NOT required
E00051 | 02-03 | 2005-08-01 | 2009-08-01 |  | University Funded | University Funded | Intaflow/Von Galen |  | Clean Room | Clean Room | WMIC LG16 | Wolfson Molecular Imaging Centre | Adam McMahon | Adam McMahon | 1 Good | 2 Good | 1 Dedicated to particular experiment | 0 | MHS | Cancer & Enabling Sciences |  | WMIChttp://www.mhs.manchester.ac.uk/imagingfacilities/ | 6D3 | 6. Infrastructure | D. Laboratory | 3. Controlled Environment | [5 empty] | HC149 | LE00112 | 9011 | LC10001 | 6522 | 9013 | 00 | 399000 | 399000 | 0 | 0 | 0 | 399000 | [12 empty] | 399000 | 399000 |  | 0 | [23 empty] | 399000 | 48 | 4 | Motor vehicles and other general equipment |  | N |  | N |  | N |  | N |  | N | Prior to FY1415=NOT required
E00051 | 02-03 | 2005-08-01 | 2009-08-01 |  | University Funded | University Funded | Intaflow/Von Galen |  | Clean Room | Clean Room | WMIC LG16 | Wolfson Molecular Imaging Centre | Adam McMahon | Adam McMahon | 2 Adequate | 2 Good | 1 Dedicated to particular experiment | 0 | MHS | Cancer & Enabling Sciences |  | WMIC | 6d3 | 6. Infrastructure | D. Laboratory | 3. Controlled Environment | [5 empty] | HC149 | LE00117 | 9011 | LC10001 | 6522 | 9013 | 00 | 64766.4 | 64766.4 | 0 | 0 | 0 | 64766.4 | [12 empty] | 64766.4 | 64766.4 |  | 0 | [23 empty] | 64766.4 | 48 | 4 | Motor vehicles and other general equipment |  | N |  | N |  | N |  | N |  | N | Prior to FY1415=NOT required
E00052 | 02-03 | 2005-08-01 | 2009-08-01 |  | University Funded | University Funded | Nu Instruments |  | Nu Instruments -Custom | Mass Spectrometer for extra terrestrial samples | Williamson Building G70 | Williamson Building | John Cowpe | Jamie Gilmour | 1 Good | 1 State of art | 1 Dedicated to particular experiment | 0 | EPS | SEAES |  |  | 3B3 | 3. Materials Characterisation | B. Spectrometry | 3. Mass Spectrometry |  | yes | 2016-07-01 | Confirmed by Vikki Fellows with signed verification form | as per FY1516 YrEnd Verification & Impairments Exercise in Jul'16 | EK001 | LE00105 | 9011 | LC10014 | 6522 | 9013 | 00 | 157450 | 157450 | 0 | 0 | 0 | 157450 | [12 empty] | 157450 | 157450 |  | 0 | [23 empty] | 157450 | 48 | 4 | Motor vehicles and other general equipment |  | N |  | N |  | N |  | N |  | Y | Prior to FY1415=NOT required
E00053 | 02-03 | 2005-08-01 | 2009-08-01 |  | University Funded | University Funded | Intaflow/Von Galen |  | Shielding and Filters | Shielding and Filters | WMIC LG16 | Wolfson Molecular Imaging Centre | Adam McMahon | Adam McMahon | 1 Good | 2 Good | 1 Dedicated to particular experiment | 0 | MHS | Cancer & Enabling Sciences |  | WMIC | 6d3 | 6. Infrastructure | D. Laboratory | 3. Controlled Environment | [5 empty] | HA514 | LE00112 | 9011 | LC10001 | 6522 | 9013 | 00 | 54640 | 54640 | 0 | 0 | 0 | 54640 | [12 empty] | 54640 | 54640 |  | 0 | [23 empty] | 54640 | 48 | 4 | Motor vehicles and other general equipment |  | N |  | N |  | N |  | N |  | N | Prior to FY1415=NOT required
E00054 | 02-03 | 2005-08-01 | 2009-08-01 |  | University Funded | University Funded |  |  | Aircon & Chillers | Aircon & Chillers | WMIC | Wolfson Molecular Imaging Centre | Adam McMahon | Adam McMahon | 1 Good | 2 Good | 1 Dedicated to particular experiment | 0 | MHS | Cancer & Enabling Sciences | [11 empty] | HA514 | LE00112 | 9011 | LC10001 | 6522 | 9013 | 00 | 74961.37 | 74961.37 | 0 | 0 | 0 | 74961.37 | [12 empty] | 74961.37 | 74961.37 |  | 0 | [23 empty] | 74961.37 | 48 | 4 | Motor vehicles and other general equipment |  | N |  | N |  | N |  | N |  | N | Prior to FY1415=NOT required
E00055 | 02-03 | 2005-08-01 | 2009-08-01 |  | University Funded | University Funded | Continuum |  | Continuum - YAG | Dye Laser for sample ablation/heating/ionisation | Williamson Building G61 | Williamson Building | John Cowpe | Jamie Gilmour | 1 Good | 2 Good | 1 Dedicated to particular experiment | 0 | EPS | SEAES |  |  | 4D5 | 4. Sample Measurement/Analysis | D. Laser | 5. Nanosecond |  | yes | 2016-07-01 | Confirmed by Vikki Fellows with signed verification form | as per FY1516 YrEnd Verification & Impairments Exercise in Jul'16 | EK001 | LE00105 | 9011 | LC10014 | 6522 | 9013 | 00 | 36654.13 | 36654.13 | 0 | 0 | 0 | 36654.13 | [12 empty] | 36654.13 | 36654.13 |  | 0 | [23 empty] | 36654.13 | 48 | 4 | Motor vehicles and other general equipment |  | N |  | N |  | N |  | N |  | Y | Prior to FY1415=NOT required
E00056 | 02-03 | 2005-08-01 | 2009-08-01 |  | University Funded | University Funded | GE | P5260ME | Pettrace Methane System | P5260ME Pettrace Methane System | WMIC LG10 | Wolfson Molecular Imaging Centre | Adam McMahon | Adam McMahon | 1 Good | 1 State of art | 1 Dedicated to particular experiment | 0.3 | MHS | Cancer & Enabling Sciences |  |  | 1D6 | 1. Process Equipment – Physical | D. Controlled Environment | 6. Radioisotope Production | [5 empty] | HC149 | LE00112 | 9011 | LC10001 | 6522 | 9013 | 00 | 843680 | 843680 | 0 | 0 | 0 | 843680 | [12 empty] | 843680 | 843680 |  | 0 | [23 empty] | 843680 | 48 | 4 | Motor vehicles and other general equipment |  | N |  | N |  | N |  | N |  | N | Prior to FY1415=NOT required
E00056 | 05-06 | 2005-07-01 | 2009-07-01 |  | University Funded | University Funded | GE | P5260ME | Pettrace Methane System | P5260ME Pettrace Methane System | WMIC LG10 | Wolfson Molecular Imaging Centre | Adam McMahon | Adam McMahon | 1 Good | 1 State of art | 1 Dedicated to particular experiment | 0.3 | MHS | Cancer & Enabling Sciences |  |  | 1D6 | 1. Process Equipment – Physical | D. Controlled Environment | 6. Radioisotope Production | [5 empty] | WA00267 | WA00267 | 9011 | LC10001 | 6522 | 9013 | 00 | 29849 | 29849 | 0 | 0 | 0 | 29849 | [12 empty] | 29849 | 29849 |  | 0 | [23 empty] | 29849 | 48 | 4 | Motor vehicles and other general equipment |  | N |  | N |  | N |  | N |  | N | Prior to FY1415=NOT required
E00059 | 02-03 | 2005-08-01 | 2009-08-01 |  | University Funded | University Funded | Continuum |  | Continuum - YAG | Yag Dye System for sample ablation/heating/ionisation | Williamson Building G61 | Williamson Building | John Cowpe | Jamie Gilmour | 1 Good | 2 Good | 1 Dedicated to particular experiment | 0 | EPS | SEAES |  |  | 4D5 | 4. Sample Measurement/Analysis | D. Laser | 5. Nanosecond |  | yes | 2016-07-01 | Confirmed by Vikki Fellows with signed verification form | as per FY1516 YrEnd Verification & Impairments Exercise in Jul'16 | EK001 | LE00105 | 9011 | LC10014 | 6522 | 9013 | 00 | 65095 | 65095 | 0 | 0 | 0 | 65095 | [12 empty] | 65095 | 65095 |  | 0 | [23 empty] | 65095 | 48 | 4 | Motor vehicles and other general equipment |  | N |  | N |  | N |  | N |  | Y | Prior to FY1415=NOT required
E00060 | 02-03 | 2005-08-01 | 2009-08-01 |  | University Funded | University Funded |  |  | Raith elphy plus | Raith elphy plus | IT Building | IT Building | Andre Geim | Andre Geim | 1 Good | 2 Good | 1 Dedicated to particular experiment | 0 | EPS | Physics |  |  | 1B1 | 1. Process Equipment – Physical | B. Lithography | 1. Optical |  |  |  | Data confirmed as part of data cleanse exercise (March 2015). Asset not physically verified. |  | EK000 | LE00109 | 9011 | LC10045 | 6522 | 9013 | 00 | 20558.97 | 20558.97 | 0 | 0 | 0 | 20558.97 | [12 empty] | 20558.97 | 20558.97 |  | 0 | [23 empty] | 20558.97 | 48 | 4 | Motor vehicles and other general equipment |  | N |  | N |  | N |  | N |  | N | Prior to FY1415=NOT required
E00061 | 02-03 | 2005-08-01 | 2009-08-01 |  | University Funded | University Funded |  |  | Advance Imaging | Advance Imaging -Siemans | BSF ROOM 4.436 Stopford Building | Stopford Building | Sukphal Prehar | Ludwig Neyses | 2 Adequate | 3 Adequate | 3 Research and Teaching | 0.2 | MHS | Biomedicine |  |  | 3d7 | 3. Materials Characterisation | D. Optical Microscopy | 7. Fluorescence | [5 empty] | HA468 | AA03261 | 9011 | AA03261 | 6522 | 9013 | 00 | 79993.4 | 79993.4 | 0 | 0 | 0 | 79993.4 | [12 empty] | 79993.4 | 79993.4 |  | 0 | [23 empty] | 79993.4 | 48 | 4 | Motor vehicles and other general equipment |  | N |  | N |  | N |  | N |  | N | Prior to FY1415=NOT required
E00062 | 02-03 | 2005-08-01 | 2009-08-01 |  | University Funded | University Funded |  |  | Time Lapse Imaging | Time Lapse Imaging | School request write off | [7 empty] | FLS | Life Sciences | [11 empty] | HB000 | LE00111 | 9011 | LC10010 | 6522 | 9013 | 00 | 8256.89 | 8256.89 | 0 | 0 | 0 | 8256.89 | [12 empty] | 8256.89 | 8256.89 |  | 0 | [23 empty] | 8256.89 | 48 | 4 | Motor vehicles and other general equipment |  | N |  | N |  | N |  | N |  | N | Prior to FY1415=NOT required
E00063 | 02-03 | 2005-08-01 | 2009-08-01 |  | University Funded | University Funded | FEI | Tecnai F30 | Tecnai F30 TEM | Tecnai F30 TEM | Materials Science Building A13 | Materials Science Building | Ursel Bangert | Grace Burke | 1 Good | 2 Good | 3 Research and Teaching | 0.3 | EPS | Materials |  | Electron Microscopy | 3E3 | 3. Materials Characterisation | E. Electron/Ion Microscopy | 3. Transmission |  | yes | 2015-07-01 | PAUL JORDAN/JOHN GOODIER | as per Jun'15 verification exercise for FY14-15 YrEnd | EK005 | LE00107 | 9011 | LC10018 | 6522 | 9013 | 00 | 870000 | 870000 | 0 | 0 | 0 | 870000 | [12 empty] | 870000 | 870000 |  | 0 | [23 empty] | 870000 | 48 | 4 | Motor vehicles and other general equipment |  | N |  | N |  | N |  | N |  | Y
E00065 | 02-03 | 2005-08-01 | 2009-08-01 |  | University Funded | University Funded | Agilent |  | Xcalibur 2 system | Xcalibur 2 system | 5.62 Chris Muryn |  | Chris Muryn | Chris Muryn | 1 Good | 2 Good | 2 General purpose research | 0.1 | EPS | Chemistry |  |  | 3h1 | 3. Materials Characterisation | H. Diffraction | 1. X-ray |  |  |  | Data confirmed as part of data cleanse exercise (March 2015). Asset not physically verified. |  | EA019 | LE00103 | 9011 | LC10011 | 6522 | 9013 | 00 | 2500 | 2500 | 0 | 0 | 0 | 2500 | [12 empty] | 2500 | 2500 |  | 0 | [23 empty] | 2500 | 48 | 4 | Motor vehicles and other general equipment |  | N |  | N |  | N |  | N |  | N | Prior to FY1415=NOT required
E00066 | 02-03 | 2005-08-01 | 2009-08-01 |  | University Funded | University Funded | Agilent |  | Xcalibur 2 system | Xcalibur 2 system | 5.62 Chris Muryn |  | Chris Muryn | Chris Muryn | 1 Good | 2 Good | 3 Research and Teaching | 0.1 | EPS | Chemistry |  |  | 3h1 | 3. Materials Characterisation | H. Diffraction | 1. X-ray |  |  |  | Data confirmed as part of data cleanse exercise (March 2015). Asset not physically verified. |  | EA074 | LE00103 | 9011 | LC10011 | 6522 | 9013 | 00 | 20000 | 20000 | 0 | 0 | 0 | 20000 | [12 empty] | 20000 | 20000 |  | 0 | [23 empty] | 20000 | 48 | 4 | Motor vehicles and other general equipment |  | N |  | N |  | N |  | N |  | N | Prior to FY1415=NOT required
E00067 | 02-03 | 2005-08-01 | 2009-08-01 |  | University Funded | University Funded | Agilent |  | Xcalibur 2 system | Xcalibur 2 system | 5.62 Chris Muryn |  | Chris Muryn | Chris Muryn | 1 Good | 2 Good | 3 Research and Teaching | 0.1 | EPS | Chemistry |  |  | 3h1 | 3. Materials Characterisation | H. Diffraction | 1. X-ray |  |  |  | Data confirmed as part of data cleanse exercise (March 2015). Asset not physically verified. |  | HA489 | LE00103 | 9011 | LC10011 | 6522 | 9013 | 00 | 4000 | 4000 | 0 | 0 | 0 | 4000 | [12 empty] | 4000 | 4000 |  | 0 | [23 empty] | 4000 | 48 | 4 | Motor vehicles and other general equipment |  | N |  | N |  | N |  | N |  | N | Prior to FY1415=NOT required
E00068 | 02-03 | 2005-08-01 | 2009-08-01 |  | University Funded | University Funded | Agilent |  | Xcalibur 2 system | Xcalibur 2 system | 5.62 Chris Muryn |  | Chris Muryn | Chris Muryn | 1 Good | 2 Good | 3 Research and Teaching |  | EPS | Chemistry |  |  | 3h1 | 3. Materials Characterisation | H. Diffraction | 1. X-ray |  |  |  | Data confirmed as part of data cleanse exercise (March 2015). Asset not physically verified. |  | HA420 | LE00103 | 9011 | LC10011 | 6522 | 9013 | 00 | 21500 | 21500 | 0 | 0 | 0 | 21500 | [12 empty] | 21500 | 21500 |  | 0 | [23 empty] | 21500 | 48 | 4 | Motor vehicles and other general equipment |  | N |  | N |  | N |  | N |  | N | Prior to FY1415=NOT required
E00069 | 02-03 | 2005-08-01 | 2009-08-01 |  | University Funded | University Funded | Affymetrix |  | Affymetrix | Gene Chip Node | CIGMR MIB |  | Fiona Salway | Philip Day | 1 Good | 2 Good | 1 Dedicated to particular experiment | 0.2 | MHS | Cancer & Enabling Sciences |  | CIGMR | 4f1 | 4. Sample Measurement/Analysis | F. Proteins/Nucleic Acids | 1. Arrays | [5 empty] | EA010 | AA07542 | 9011 | AA07542 | 6522 | 9013 | 00 | 153900 | 153900 | 0 | 0 | 0 | 153900 | [12 empty] | 153900 | 153900 |  | 0 | [23 empty] | 153900 | 48 | 4 | Motor vehicles and other general equipment |  | N |  | N |  | N |  | N |  | N | Prior to FY1415=NOT required
E00070 | 02-03 | 2005-08-01 | 2009-08-01 |  | University Funded | University Funded | ABI | Prism 3100 | ABI Prism 3100 analyser | ABI Prism 3100 analyser | Michael Smith Building | Michael Smith Building | [5 empty] | 0 | FLS | Life Sciences |  |  | 4f2 | 4. Sample Measurement/Analysis | F. Proteins/Nucleic Acids | 2. PCR | [5 empty] | HB000 | LE00111 | 9011 | LC10010 | 6522 | 9013 | 00 | 26089 | 26089 | 0 | 0 | 0 | 26089 | [12 empty] | 26089 | 26089 |  | 0 | [23 empty] | 26089 | 48 | 4 | Motor vehicles and other general equipment |  | N |  | N |  | N |  | N |  | N | Prior to FY1415=NOT required
E00076 | 02-03 | 2005-08-01 | 2009-08-01 |  | University Funded | University Funded |  |  | Scanner | Scanner | School request write off | [7 empty] | FLS | Life Sciences | [11 empty] | HB000 | LE00111 | 9011 | LC10010 | 6522 | 9013 | 00 | 40839 | 40839 | 0 | 0 | 0 | 40839 | [12 empty] | 40839 | 40839 |  | 0 | [23 empty] | 40839 | 48 | 4 | Motor vehicles and other general equipment |  | N |  | N |  | N |  | N |  | N | Prior to FY1415=NOT required
E00078 | 02-03 | 2005-08-01 | 2009-08-01 |  | University Funded | University Funded |  |  | Imaging system | Imaging system | School request write off | [7 empty] | FLS | Life Sciences | [11 empty] | HB000 | LE00111 | 9011 | LC10010 | 6522 | 9013 | 00 | 5813.82 | 5813.82 | 0 | 0 | 0 | 5813.82 | [12 empty] | 5813.82 | 5813.82 |  | 0 | [23 empty] | 5813.82 | 48 | 4 | Motor vehicles and other general equipment |  | N |  | N |  | N |  | N |  | N | Prior to FY1415=NOT required
E00079 | 02-03 | 2005-08-01 | 2009-08-01 |  | University Funded | University Funded |  |  | Scanning Microscope | Scanning Microscope | IT Building | IT Building | Andre Geim | Andre Geim | 1 Good | 2 Good | 1 Dedicated to particular experiment | 0 | EPS | Physics |  |  | 3E1 | 3. Materials Characterisation | E. Electron/Ion Microscopy | 1. Scanning |  |  |  | Data confirmed as part of data cleanse exercise (March 2015). Asset not physically verified. |  | EK000 | LE00109 | 9011 | LC10045 | 6522 | 9013 | 00 | 133934.49 | 133934.49 | 0 | 0 | 0 | 133934.49 | [12 empty] | 133934.49 | 133934.49 |  | 0 | [23 empty] | 133934.49 | 48 | 4 | Motor vehicles and other general equipment |  | N |  | N |  | N |  | N |  | N | Prior to FY1415=NOT required
E00082 | 02-03 | 2005-08-01 | 2009-08-01 |  | University Funded | University Funded |  |  | Microscope | Microscope | School request write off | [7 empty] | FLS | Life Sciences | [11 empty] | EA010 | LE00111 | 9011 | LC10010 | 6522 | 9013 | 00 | 30860.2 | 30860.2 | 0 | 0 | 0 | 30860.2 | [12 empty] | 30860.2 | 30860.2 |  | 0 | [23 empty] | 30860.2 | 48 | 4 | Motor vehicles and other general equipment |  | N |  | N |  | N |  | N |  | N | Prior to FY1415=NOT required
E00083 | 02-03 | 2005-08-01 | 2009-08-01 |  | University Funded | University Funded | Von Galen |  | Vault Door | Vault Door | WMIC LG10 | Wolfson Molecular Imaging Centre | Adam McMahon | Adam McMahon | 1 Good | 1 State of art | 1 Dedicated to particular experiment | 0 | MHS | Cancer & Enabling Sciences |  |  | 1D6 | 1. Process Equipment – Physical | D. Controlled Environment | 6. Radioisotope Production | [5 empty] | HC149 | LE00112 | 9011 | LC10001 | 6522 | 9013 | 00 | 24968.06 | 24968.06 | 0 | 0 | 0 | 24968.06 | [12 empty] | 24968.06 | 24968.06 |  | 0 | [23 empty] | 24968.06 | 48 | 4 | Motor vehicles and other general equipment |  | N |  | N |  | N |  | N |  | N | Prior to FY1415=NOT required |  | 21.01.16: consolidated multiple lines to one as per the exercise of FAR Cleanse
E00087 | 02-03 | 2004-08-01 18:00 | 2009-08-01 |  | University Funded | University Funded | Dell | PowerEdge R300 | Poweredge 2500 - P111 1.4GHz/512k | Poweredge 2500 - P111 1.4GHz/512k | [7 empty] | 0 | FLS | Life Sciences |  |  | 6a1 | 6. Infrastructure | A. IT | 1. Server | [5 empty] | UON0001 | LE00111 | 9011 | LC10010 | 6521 | 9013 | 00 | 6705 | 6705 | 0 | 0 | 0 | 6705 | [12 empty] | 6705 | 6705 |  | 0 | [23 empty] | 6705 | 60 | 5 | Mainframe computers & propriety software |  | N |  | N |  | N |  | N |  | N | Prior to FY1415=NOT required
E00088 | 02-03 | 2004-08-01 18:00 | 2009-08-01 |  | Part Funded | HEFCE |  |  | HEL Software upgrade | HEL Software upgrade | D42 jackson Mill | The Mill |  | A Garforth | 1 Good | 3 Adequate |  | 0 | EPS | CEAS | [7 empty] | yes | 2015-07-01 | GARY BURNS | as per Jun'15 verification exercise for FY14-15 YrEnd | JCE2908 | LE00012 | 9011 | LC10017 | 6521 | 9013 | 10 | 13908.61 | 13908.61 | 0 | 0 | 0 | 13908.61 | [12 empty] | 13908.61 | 13908.61 |  | 0 | [23 empty] | 13908.61 | 60 | 5 | Mainframe computers & propriety software |  | N |  | N |  | N |  | N |  | Y
E00093 | 02-03 | 2005-08-01 | 2009-08-01 |  | University Funded | University Funded |  |  | DNA Enginesystem | DNA Enginesystem | School request write off | [7 empty] | FLS | Life Sciences | [11 empty] | EA000 | LE00111 | 9011 | LC10010 | 6522 | 9013 | 00 | 27000 | 27000 | 0 | 0 | 0 | 27000 | [12 empty] | 27000 | 27000 |  | 0 | [23 empty] | 27000 | 48 | 4 | Motor vehicles and other general equipment |  | N |  | N |  | N |  | N |  | N | Prior to FY1415=NOT required
E00096 | 02-03 | 2005-08-01 | 2009-08-01 |  | University Funded | University Funded | Nu Instruments |  | Nu Instruments -Custom | Mass Spectrometer for extra terrestrial samples | Williamson Building G70 | Williamson Building | John Cowpe | Jamie Gilmour | 1 Good | 2 Good | 1 Dedicated to particular experiment | 0 | EPS | SEAES |  |  | 3B3 | 3. Materials Characterisation | B. Spectrometry | 3. Mass Spectrometry |  | yes | 2016-07-01 | Confirmed by Vikki Fellows with signed verification form | as per FY1516 YrEnd Verification & Impairments Exercise in Jul'16 | EK001 | LE00105 | 9011 | LC10014 | 6522 | 9013 | 00 | 196812.5 | 196812.5 | 0 | 0 | 0 | 196812.5 | [12 empty] | 196812.5 | 196812.5 |  | 0 | [23 empty] | 196812.5 | 48 | 4 | Motor vehicles and other general equipment |  | N |  | N |  | N |  | N |  | Y | Prior to FY1415=NOT required
E00114 | 01-02 | 2004-08-01 18:00 | 2009-08-01 |  | University Funded | University Funded | Horiba | Uvisel | UVISEL M2XX FUV AGMS Benchtop | UVISEL M2XX FUV AGMS Benchtop | Sackville St Building G12 Bio Physics Lab | Sackville Street Building | Jian Lu | Jian Lu | 1 Good | 2 Good | 2 General purpose research | 0.2 | EPS | Physics |  |  | 1F1 | 1. Process Equipment – Physical | F. Characterisation | 1. Ellipsometry |  |  |  | Data confirmed as part of data cleanse exercise (March 2015). Asset not physically verified. |  | DPH0310 | LE00109 | 9011 | LC10012 | 6522 | 9013 | 00 | 50000 | 50000 | 0 | 0 | 0 | 50000 | [12 empty] | 50000 | 50000 |  | 0 | [23 empty] | 50000 | 60 | 5 | Mainframe computers & propriety software |  | N |  | N |  | N |  | N |  | N | Prior to FY1415=NOT required
E00115 | 01-02 | 2004-08-01 18:00 | 2009-08-01 |  | University Funded | University Funded | Horiba | Uvisel | UVISEL M2XX FUV AGMS Benchtop | UVISEL M2XX FUV AGMS Benchtop | Sackville St Building G12 Bio Physics lab | Sackville Street Building | Jian Lu | Jian Lu | 1 Good | 2 Good | 2 General purpose research | 0.2 | EPS | Physics |  |  | 1F1 | 1. Process Equipment – Physical | F. Characterisation | 1. Ellipsometry |  |  |  | Data confirmed as part of data cleanse exercise (March 2015). Asset not physically verified. |  | APH0561 | LE00109 | 9011 | LC10012 | 6522 | 9013 | 00 | 21384 | 21384 | 0 | 0 | 0 | 21384 | [12 empty] | 21384 | 21384 |  | 0 | [23 empty] | 21384 | 60 | 5 | Mainframe computers & propriety software |  | N |  | N |  | N |  | N |  | N | Prior to FY1415=NOT required
E00116 | 01-02 | 2005-08-01 | 2009-08-01 |  | University Funded | University Funded |  |  | Ergospirometry device | Ergospirometry device | [8 empty] | MHS | Wellcome Trust | [7 empty] | In Progress of disposal | Jul'15 |  | as per return of Jun'15 verification exercise, this is in progress of disposal. Disposal form is expected from MHS. | HC127 | LE00040 | 9011 | LC10001 | 6522 | 9013 | 00 | 27000 | 27000 | 0 | 0 | 0 | 27000 | [12 empty] | 27000 | 27000 |  | 0 | [23 empty] | 27000 | 48 | 4 | Motor vehicles and other general equipment |  | N |  | N |  | N |  | N |  | Y
E00117 | 01-02 | 2005-08-01 | 2009-08-01 |  | University Funded | University Funded |  |  | Drive System | Drive System | Lovell Telescope |  | Simon Garrington | [5 empty] | EPS | Physics | [11 empty] | AB140 | LE00109 | 9011 | LC10012 | 6522 | 9013 | 00 | 16376.11 | 16376.11 | 0 | 0 | 0 | 16376.11 | [12 empty] | 16376.11 | 16376.11 |  | 0 | [23 empty] | 16376.11 | 48 | 4 | Motor vehicles and other general equipment |  | N |  | N |  | N |  | N |  | N | Prior to FY1415=NOT required
E00118 | 01-02 | 2005-08-01 | 2009-08-01 |  | University Funded | University Funded |  |  | Microscope | Microscope | Schuster Nano Lab | Schuster Building | Andre Geim | Andre Geim | 1 Good | 2 Good | 1 Dedicated to particular experiment | 0 | EPS | Physics |  |  | 3E1 | 3. Materials Characterisation | E. Electron/Ion Microscopy | 1. Scanning |  |  |  | Data confirmed as part of data cleanse exercise (March 2015). Asset not physically verified. |  | EK000 | LE00109 | 9011 | LC10045 | 6522 | 9013 | 00 | 95157.25 | 95157.25 | 0 | 0 | 0 | 95157.25 | [12 empty] | 95157.25 | 95157.25 |  | 0 | [23 empty] | 95157.25 | 48 | 4 | Motor vehicles and other general equipment |  | N |  | N |  | N |  | N |  | N | Prior to FY1415=NOT required
E00120 | 01-02 | 2005-08-01 | 2009-08-01 |  | University Funded | University Funded |  |  | Drive System | Drive System | Lovell Telescope |  | Simon Garrington | [5 empty] | EPS | Physics | [11 empty] | AB140 | LE00109 | 9011 | LC10012 | 6522 | 9013 | 00 | 60848.87 | 60848.87 | 0 | 0 | 0 | 60848.87 | [12 empty] | 60848.87 | 60848.87 |  | 0 | [23 empty] | 60848.87 | 48 | 4 | Motor vehicles and other general equipment |  | N |  | N |  | N |  | N |  | N | Prior to FY1415=NOT required
E00123 | 01-02 | 2004-08-01 18:00 | 2009-08-01 |  | University Funded | University Funded |  |  | Falcon System | Falcon System 60 X-ray Microan | Materials Science Building A31 | Materials Science Building |  |  | 1 Good | 2 Good | 3 Research and Teaching | 0.4 | EPS | Materials | [7 empty] | yes | 2015-07-01 | PAUL JORDAN/JOHN GOODIER | as per Jun'15 verification exercise for FY14-15 YrEnd | D25000 | LE00107 | 9011 | LC10018 | 6522 | 9013 | 00 | 26230 | 26230 | 0 | 0 | 0 | 26230 | [12 empty] | 26230 | 26230 |  | 0 | [23 empty] | 26230 | 60 | 5 | Mainframe computers & propriety software |  | N |  | N |  | N |  | N |  | Y
E00124 | 01-02 | 2005-08-01 | 2009-08-01 |  | University Funded | University Funded | Hysitron |  | Hysitrontriboscope | Hysitrontriboscope | Materials Science Building A35b | Materials Science Building | [5 empty] | 0 | EPS | Materials | [7 empty] | yes | 2015-07-01 | PAUL JORDAN/JOHN GOODIER | as per Jun'15 verification exercise for FY14-15 YrEnd | HA323/GB203 | LE00107 | 9011 | LC10018 | 6522 | 9013 | 00 | -56400 | -56400 | 0 | 0 | 0 | -56400 | [12 empty] | -56400 | -56400 |  | 0 | [23 empty] | -56400 | 48 | 4 | Motor vehicles and other general equipment |  | N |  | N |  | N |  | N |  | Y
E00125 | 01-02 | 2005-08-01 | 2009-08-01 |  | University Funded | University Funded | Hysitron |  | Hysitrontriboscope | Hysitrontriboscope | Materials Science Building A35b | Materials Science Building | [5 empty] | 0 | EPS | Materials | [7 empty] | yes | 2015-07-01 | PAUL JORDAN/JOHN GOODIER | as per Jun'15 verification exercise for FY14-15 YrEnd | HA323 | LE00107 | 9011 | LC10018 | 6522 | 9013 | 00 | 56400 | 56400 | 0 | 0 | 0 | 56400 | [12 empty] | 56400 | 56400 |  | 0 | [23 empty] | 56400 | 48 | 4 | Motor vehicles and other general equipment |  | N |  | N |  | N |  | N |  | Y
E00127 | 01-02 | 2005-08-01 | 2009-08-01 |  | University Funded | University Funded |  |  | Telephone System | Telephone System | Call Centre 70% |  | Darren Hankinson |  | 2 Adequate | 2 Good |  | 0 | PSS | ITS | [7 empty] | yes | 2016-07-01 | Confirmed by J.Bird with signed verification form | as per FY1516 YrEnd Verification & Impairments Exercise in Jul'16 | NP007 | LE00100 | 9011 | LC10025 | 6522 | 9013 | 00 | 39703.72 | 39703.72 | 0 | 0 | 0 | 39703.72 | [12 empty] | 39703.72 | 39703.72 |  | 0 | [23 empty] | 39703.72 | 48 | 4 | Motor vehicles and other general equipment |  | N |  | N |  | N |  | N |  | Y
E00129 | 01-02 | 2005-08-01 | 2009-08-01 |  | University Funded | University Funded |  |  | Hardware | Hardware | JBO Computer Room | Jodrell Bank | Simon Garrington | [5 empty] | EPS | Physics | [11 empty] | EH012 | LE00109 | 9011 | LC10012 | 6522 | 9013 | 00 | 341802 | 341802 | 0 | 0 | 0 | 341802 | [12 empty] | 341802 | 341802 |  | 0 | [23 empty] | 341802 | 48 | 4 | Motor vehicles and other general equipment |  | N |  | N |  | N |  | N |  | N | Prior to FY1415=NOT required
E00130 | 01-02 | 2005-08-01 | 2009-08-01 |  | University Funded | University Funded | Philips |  | MR Scanner | MR Scanner | Wellcome Trust Clinical Research Facility | Wellcome Clinical Research Facility | Barry Whitnall | Alan Jackson | 1 Good | 2 Good | 3 Research and Teaching | 0.4 | MHS | Cancer & Enabling Sciences |  | MRIF | 3c1 | 3. Materials Characterisation | C. Imaging | 1. Magnetic Resonance | [5 empty] | EA010 | AA07542 | 9011 | AA07542 | 6522 | 9013 | 00 | 46667 | 46667 | 0 | 0 | 0 | 46667 | [12 empty] | 46667 | 46667 |  | 0 | [23 empty] | 46667 | 48 | 4 | Motor vehicles and other general equipment |  | N |  | N |  | N |  | N |  | N | Prior to FY1415=NOT required
E00131 | 01-02 | 2005-08-01 | 2009-08-01 |  | University Funded | University Funded | Bruker |  | Detector System | Detector System | Chemistry Building 5th Floor XRD | Chemistry Building | Chris Muryn | Chris Muryn | 2 Adequate | 3 Adequate | 3 Research and Teaching | 0.2 | EPS | Chemistry |  |  | 3b2 | 3. Materials Characterisation | B. Spectrometry | 2. X-ray |  |  |  | Data confirmed as part of data cleanse exercise (March 2015). Asset not physically verified. |  | HA380 | LE00103 | 9011 | LC10011 | 6522 | 9013 | 00 | 19524.98 | 19524.98 | 0 | 0 | 0 | 19524.98 | [12 empty] | 19524.98 | 19524.98 |  | 0 | [23 empty] | 19524.98 | 48 | 4 | Motor vehicles and other general equipment |  | N |  | N |  | N |  | N |  | N | Prior to FY1415=NOT required
E00132 | 01-02 | 2005-08-01 | 2009-08-01 |  | University Funded | University Funded |  |  | Centrifuge | Centrifuge | Stopford Building | Stopford Building | [5 empty] | 0 | FLS | Life Sciences |  |  | 2b2 | 2. Process Equipment – Biological | B. Centrifuge | 2. High Speed | [5 empty] | HB000 | LE00111 | 9011 | LC10010 | 6522 | 9013 | 00 | 11070 | 11070 | 0 | 0 | 0 | 11070 | [12 empty] | 11070 | 11070 |  | 0 | [23 empty] | 11070 | 48 | 4 | Motor vehicles and other general equipment |  | N |  | N |  | N |  | N |  | N | Prior to FY1415=NOT required
E00133 | 01-02 | 2005-08-01 | 2009-08-01 |  | University Funded | University Funded | IBM |  | Computer Cluster | Computer Cluster | Room G608, Stopford | Stopford Building | Chris Taylor and Warren Mittoo | Chris Taylor | 1 Good | 2 Good | 2 General purpose research | 0.2 | MHS | Cancer & Enabling Sciences |  | imaging Science Cluster | 6a4 | 6. Infrastructure | A. IT | 4. Parallel Computing | [5 empty] | EA010 | AA07542 | 9011 | AA07542 | 6522 | 9013 | 00 | 52510 | 52510 | 0 | 0 | 0 | 52510 | [12 empty] | 52510 | 52510 |  | 0 | [23 empty] | 52510 | 48 | 4 | Motor vehicles and other general equipment |  | N |  | N |  | N |  | N |  | N | Prior to FY1415=NOT required
E00134 | 01-02 | 2005-08-01 | 2009-08-01 |  | University Funded | University Funded | Bruker |  | Apex CCD Area Detector | Apex CCD Area Detector | Chemistry Building 5th Floor XRD | Chemistry Building | Chris Muryn | Chris Muryn | 2 Adequate | 3 Adequate | 3 Research and Teaching | 0.2 | EPS | Chemistry |  |  | 3b2 | 3. Materials Characterisation | B. Spectrometry | 2. X-ray |  |  |  | Data confirmed as part of data cleanse exercise (March 2015). Asset not physically verified. |  | HA380 | LE00103 | 9011 | LC10011 | 6522 | 9013 | 00 | 175724.78 | 175724.78 | 0 | 0 | 0 | 175724.78 | [12 empty] | 175724.78 | 175724.78 |  | 0 | [23 empty] | 175724.78 | 48 | 4 | Motor vehicles and other general equipment |  | N |  | N |  | N |  | N |  | N | Prior to FY1415=NOT required
E00136 | 01-02 | 2005-08-01 | 2009-08-01 |  | University Funded | University Funded | AD Instruments |  | Powerlab Systems -45 attached to computers | Powerlab Systems -45 attached to computers | Stopford Building - teaching ground & 1st floors | Stopford Building | Linda Berry | Linda Berry |  |  |  | 0 | FLS | Life Sciences |  |  | 4g1 | 4. Sample Measurement/Analysis | G. Bio-Medical | 1. Cardiovascular | [5 empty] | EA010 | LE00111 | 9011 | LC10010 | 6522 | 9013 | 00 | 32890 | 32890 | 0 | 0 | 0 | 32890 | [12 empty] | 32890 | 32890 |  | 0 | [23 empty] | 32890 | 48 | 4 | Motor vehicles and other general equipment |  | N |  | N |  | N |  | N |  | N | Prior to FY1415=NOT required
E00138 | 01-02 | 2005-08-01 | 2009-08-01 |  | University Funded | University Funded |  |  | Cyroscan | Cyroscan | [7 empty] | 0 | MHS | School of Medicine | [11 empty] | HA235 | AA07542 | 9011 | AA07542 | 6522 | 9013 | 00 | 36290 | 36290 | 0 | 0 | 0 | 36290 | [12 empty] | 36290 | 36290 |  | 0 | [23 empty] | 36290 | 48 | 4 | Motor vehicles and other general equipment |  | N |  | N |  | N |  | N |  | N | Prior to FY1415=NOT required
E00143 | 01-02 | 2005-08-01 | 2009-08-01 |  | University Funded | University Funded |  |  | No information | No information | [8 empty] | MHS | School of Medicine | [11 empty] | AC001 | AA07542 | 9011 | AA07542 | 6522 | 9013 | 00 | 53656 | 53656 | 0 | 0 | 0 | 53656 | [12 empty] | 53656 | 53656 |  | 0 | [23 empty] | 53656 | 48 | 4 | Motor vehicles and other general equipment |  | N |  | N |  | N |  | N |  | N | Prior to FY1415=NOT required
E00144 | 01-02 | 2005-08-01 | 2009-08-01 |  | University Funded | University Funded |  |  | Telephone System | Telephone System | Final (10%) invoice for A.B.C |  | Darren Hankinson |  | 1 Good | 1 State of art |  | 0 | PSS | ITS | [7 empty] | yes | 2016-07-01 | Confirmed by J.Bird with signed verification form | as per FY1516 YrEnd Verification & Impairments Exercise in Jul'16 | NP007 | LE00100 | 9011 | LC10025 | 6522 | 9013 | 00 | 124877.97 | 124877.97 | 0 | 0 | 0 | 124877.97 | [12 empty] | 124877.97 | 124877.97 |  | 0 | [23 empty] | 124877.97 | 48 | 4 | Motor vehicles and other general equipment |  | N |  | N |  | N |  | N |  | Y
E00145 | 01-02 | 2005-08-01 | 2009-08-01 |  | University Funded | University Funded |  |  | Hardware | Hardware (transferred to Chemistry from ITSD) | School request write off | [7 empty] | EPS | Chemistry | [11 empty] | KA030 | LE00103 | 9011 | LC10025 | 6522 | 9013 | 00 | 180000 | 180000 | 0 | 0 | 0 | 180000 | [12 empty] | 180000 | 180000 |  | 0 | [23 empty] | 180000 | 48 | 4 | Motor vehicles and other general equipment |  | N |  | N |  | N |  | N |  | N | Prior to FY1415=NOT required
E00157 | 00-01 | 2005-08-01 | 2009-08-01 |  | University Funded | University Funded |  |  | Code CO Mark 7 Easy Check x 8 | Used by Public to check for books etc. | Ground Floor John Rylands Library | John Rylands Library, Deansgate | KATY WOOLFENDEN |  | 1 Good | 2 Good | 3 Research and Teaching | 0 | Library and Cultural Institutions | JRUL | [9 empty] | Verified as part of data cleanse exercise (March 2015) |  | ED095 | LE00048 | 9011 | LC10053 | 6522 | 9013 | 00 | 43151.88 | 43151.88 | 0 | 0 | 0 | 43151.88 | [12 empty] | 43151.88 | 43151.88 |  | 0 | [23 empty] | 43151.88 | 48 | 4 | Motor vehicles and other general equipment |  | N |  | N |  | N |  | N |  | N | Prior to FY1415=NOT required |  | as per FY14-15 interim verification, this is confirmed that the item has been decommissioned. Disposal form rec'd for purpose of decommissioning 23.07.15
E00158 | 00-01 | 2005-08-01 | 2009-08-01 |  | University Funded | University Funded |  |  | Tomography | Tomography | Central Manchester and Manchester Childrens Hospital | [6 empty] | 0 | MHS | Cancer & Enabling Sciences | [11 empty] | SM043 | AA07542 | 9011 | AA07542 | 6522 | 9013 | 00 | 29990 | 29990 | 0 | 0 | 0 | 29990 | [12 empty] | 29990 | 29990 |  | 0 | [23 empty] | 29990 | 48 | 4 | Motor vehicles and other general equipment |  | N |  | N |  | N |  | N |  | N | Prior to FY1415=NOT required
E00160 | 00-01 | 2005-08-01 | 2009-08-01 |  | University Funded | University Funded |  |  | Laser System | Laser System | Schuster 5th Floor Teaching Lab | Schuster Building | Alan Wardle | Alan Wardle | 1 Good | 2 Good | 3 Research and Teaching | 0.4 | EPS | Physics |  |  | 4D3 | 4. Sample Measurement/Analysis | D. Laser | 3. Continuous Wave |  |  |  | Data confirmed as part of data cleanse exercise (March 2015). Asset not physically verified. |  | AB010 | LE00109 | 9011 | LC10012 | 6522 | 9013 | 00 | 51165.38 | 51165.38 | 0 | 0 | 0 | 51165.38 | [12 empty] | 51165.38 | 51165.38 |  | 0 | [23 empty] | 51165.38 | 48 | 4 | Motor vehicles and other general equipment |  | N |  | N |  | N |  | N |  | N | Prior to FY1415=NOT required
E00161 | 00-01 | 2005-08-01 | 2009-08-01 |  | University Funded | University Funded |  |  | Dionex | Dionex | Michael Smith Building B2071 | Michael Smith Building | David Knight | David Knight | 1 Good | 2 Good | 2 General purpose research | 0.3 | FLS | Life Sciences |  |  | 3l5 | 3. Materials Characterisation | L. Chemical Analysis | 5. Chromatography | [5 empty] | AB020 | LE00111 | 9011 | LC10010 | 6522 | 9013 | 00 | 3501.27 | 3501.27 | 0 | 0 | 0 | 3501.27 | [12 empty] | 3501.27 | 3501.27 |  | 0 | [23 empty] | 3501.27 | 48 | 4 | Motor vehicles and other general equipment |  | N |  | N |  | N |  | N |  | N | Prior to FY1415=NOT required
E00162 | 00-01 | 2005-08-01 | 2009-08-01 |  | University Funded | University Funded |  |  | Dionex | Dionex | Michael Smith Building B2071 | Michael Smith Building | David Knight | David Knight | 1 Good | 2 Good | 2 General purpose research | 0.3 | FLS | Life Sciences |  |  | 3l5 | 3. Materials Characterisation | L. Chemical Analysis | 5. Chromatography | [5 empty] | EA010 | LE00111 | 9011 | LC10010 | 6522 | 9013 | 00 | 17692.82 | 17692.82 | 0 | 0 | 0 | 17692.82 | [12 empty] | 17692.82 | 17692.82 |  | 0 | [23 empty] | 17692.82 | 48 | 4 | Motor vehicles and other general equipment |  | N |  | N |  | N |  | N |  | N | Prior to FY1415=NOT required
E00163 | 00-01 | 2005-08-01 | 2009-08-01 |  | University Funded | University Funded |  |  | Dionex | Dionex | Michael Smith Building B2071 | Michael Smith Building | David Knight | David Knight | 1 Good | 2 Good | 2 General purpose research | 0.3 | FLS | Life Sciences |  |  | 3l5 | 3. Materials Characterisation | L. Chemical Analysis | 5. Chromatography | [5 empty] | HB000 | LE00111 | 9011 | LC10010 | 6522 | 9013 | 00 | 15062.2 | 15062.2 | 0 | 0 | 0 | 15062.2 | [12 empty] | 15062.2 | 15062.2 |  | 0 | [23 empty] | 15062.2 | 48 | 4 | Motor vehicles and other general equipment |  | N |  | N |  | N |  | N |  | N | Prior to FY1415=NOT required
E00164 | 00-01 | 2005-08-01 | 2009-08-01 |  | University Funded | University Funded | Carbolite |  | Furnace | Furnace | Chemistry Building 5th floor Radiochemistry | Chemistry Building | Katie Law | Nick Bryan | 1 Good | 2 Good | 2 General purpose research | 0.5 | EPS | Chemistry |  | RadioChemistryhttp://crr.manchester.ac.uk/ | 1d1 | 1. Process Equipment – Physical | D. Controlled Environment | 1. Furnace |  |  |  | Data confirmed as part of data cleanse exercise (March 2015). Asset not physically verified. |  | HA380 | LE00103 | 9011 | LC10011 | 6522 | 9013 | 00 | 31413.63 | 31413.63 | 0 | 0 | 0 | 31413.63 | [12 empty] | 31413.63 | 31413.63 |  | 0 | [23 empty] | 31413.63 | 48 | 4 | Motor vehicles and other general equipment |  | N |  | N |  | N |  | N |  | N | Prior to FY1415=NOT required
E00165 | 00-01 | 2005-08-01 | 2009-08-01 |  | University Funded | University Funded | Carbolite |  | Furnace | Furnace | Chemistry Building 5th floor Radiochemistry | Chemistry Building | Clint Sharad | Clint Sharad | 1 Good | 2 Good | 2 General purpose research | 0.5 | EPS | Chemistry |  | RadioChemistryhttp://crr.manchester.ac.uk/ | 1d1 | 1. Process Equipment – Physical | D. Controlled Environment | 1. Furnace |  |  |  | Data confirmed as part of data cleanse exercise (March 2015). Asset not physically verified. |  | HA380 | LE00103 | 9011 | LC10011 | 6522 | 9013 | 00 | 31413.63 | 31413.63 | 0 | 0 | 0 | 31413.63 | [12 empty] | 31413.63 | 31413.63 |  | 0 | [23 empty] | 31413.63 | 48 | 4 | Motor vehicles and other general equipment |  | N |  | N |  | N |  | N |  | N | Prior to FY1415=NOT required
E00166 | 00-01 | 2005-08-01 | 2009-08-01 |  | University Funded | University Funded |  |  | Dentistometry Unit | Dentistometry Unit | Mobile Van | [6 empty] | 0 | MHS | Cancer & Enabling Sciences | [11 empty] | SM043 | AA07542 | 9011 | AA07542 | 6522 | 9013 | 00 | 0 | 0 | 0 | 0 | 0 | 0 | [12 empty] | 0 | 0 |  | 0 | [23 empty] | 0 | 48 | 4 | Motor vehicles and other general equipment |  | N |  | N |  | N |  | N |  | N | Prior to FY1415=NOT required
E00168 | 00-01 | 2005-08-01 | 2009-08-01 |  | University Funded | University Funded |  |  | Dig Mammography | Dig Mammography | Mobile Van | [6 empty] | 0 | MHS | Cancer & Enabling Sciences | [11 empty] | HA094 | AA07542 | 9011 | AA07542 | 6522 | 9013 | 00 | 27500 | 27500 | 0 | 0 | 0 | 27500 | [12 empty] | 27500 | 27500 |  | 0 | [23 empty] | 27500 | 48 | 4 | Motor vehicles and other general equipment |  | N |  | N |  | N |  | N |  | N | Prior to FY1415=NOT required
E00170 | 00-01 | 2005-08-01 | 2009-08-01 |  | University Funded | University Funded |  |  | Image Analyser | Image Analyser | School request write off | [7 empty] | FLS | Life Sciences | [11 empty] | EA010 | LE00111 | 9011 | LC10010 | 6522 | 9013 | 00 | 25000 | 25000 | 0 | 0 | 0 | 25000 | [12 empty] | 25000 | 25000 |  | 0 | [23 empty] | 25000 | 48 | 4 | Motor vehicles and other general equipment |  | N |  | N |  | N |  | N |  | N | Prior to FY1415=NOT required
E00171 | 00-01 | 2005-08-01 | 2009-08-01 |  | University Funded | University Funded |  |  | Bone Densitometer | Bone Densitometer | Central Manchester and Manchester Childrens Hospital | [6 empty] | 0.4 | MHS | Cancer & Enabling Sciences | [11 empty] | SM043 | AA07542 | 9011 | AA07542 | 6522 | 9013 | 00 | 55125 | 55125 | 0 | 0 | 0 | 55125 | [12 empty] | 55125 | 55125 |  | 0 | [23 empty] | 55125 | 48 | 4 | Motor vehicles and other general equipment |  | N |  | N |  | N |  | N |  | N | Prior to FY1415=NOT required
E00173 | 00-01 | 2005-08-01 | 2009-08-01 |  | University Funded | University Funded |  |  | Image Analyser | Image Analyser | [7 empty] | 0 | MHS | School of Medicine | [11 empty] | HA235 | AA07542 | 9011 | AA07542 | 6522 | 9013 | 00 | 254475.24 | 254475.24 | 0 | 0 | 0 | 254475.24 | [12 empty] | 254475.24 | 254475.24 |  | 0 | [23 empty] | 254475.24 | 48 | 4 | Motor vehicles and other general equipment |  | N |  | N |  | N |  | N |  | N | Prior to FY1415=NOT required
E00176 | 00-01 | 2005-08-01 | 2009-08-01 |  | University Funded | University Funded |  |  | Mobile Unit | Mobile Unit | Mobile Van | [6 empty] | 0 | MHS | Cancer & Enabling Sciences | [11 empty] | SM043 | AA07542 | 9011 | AA07542 | 6522 | 9013 | 00 | 18675 | 18675 | 0 | 0 | 0 | 18675 | [12 empty] | 18675 | 18675 |  | 0 | [23 empty] | 18675 | 48 | 4 | Motor vehicles and other general equipment |  | N |  | N |  | N |  | N |  | N | Prior to FY1415=NOT required
E00180 | 00-01 | 2005-08-01 | 2009-08-01 |  | University Funded | University Funded |  |  | Microscope | Microscope | Stopford Building EM Unit | Stopford Building | Aleksander Mironov | Karl Kadler |  |  |  | 0 | FLS | Life Sciences |  |  | 3d3 | 3. Materials Characterisation | D. Optical Microscopy | 3. Transmission |  |  |  | Verified as part of data cleanse exercise (March 2015) |  | SM000 | LE00111 | 9011 | LC10010 | 6522 | 9013 | 00 | 6994.5 | 6994.5 | 0 | 0 | 0 | 6994.5 | [12 empty] | 6994.5 | 6994.5 |  | 0 | [23 empty] | 6994.5 | 48 | 4 | Motor vehicles and other general equipment |  | N |  | N |  | N |  | N |  | N | Prior to FY1415=NOT required
E00181 | 00-01 | 2005-08-01 | 2009-08-01 |  | University Funded | University Funded |  |  | Microscope | Microscope | Stopford Building EM Unit | Stopford Building | Aleksander Mironov | Karl Kadler |  |  |  | 0 | FLS | Life Sciences |  |  | 3d3 | 3. Materials Characterisation | D. Optical Microscopy | 3. Transmission |  |  |  | Verified as part of data cleanse exercise (March 2015) |  | HB000 | LE00111 | 9011 | LC10010 | 6522 | 9013 | 00 | 713.44 | 713.44 | 0 | 0 | 0 | 713.44 | [12 empty] | 713.44 | 713.44 |  | 0 | [23 empty] | 713.44 | 48 | 4 | Motor vehicles and other general equipment |  | N |  | N |  | N |  | N |  | N | Prior to FY1415=NOT required
E00182 | 00-01 | 2005-08-01 | 2009-08-01 |  | University Funded | University Funded |  |  | Telephone System | Telephone System | Node A Comp Science 70% |  | Darren Hankinson |  | 1 Good | 1 State of art |  | 0.3 | PSS | ITS | [7 empty] | yes | 2016-07-01 | Confirmed by J.Bird with signed verification form | as per FY1516 YrEnd Verification & Impairments Exercise in Jul'16 | NP007 | LE00100 | 9011 | LC10025 | 6522 | 9013 | 00 | 365640.73 | 365640.73 | 0 | 0 | 0 | 365640.73 | [12 empty] | 365640.73 | 365640.73 |  | 0 | [23 empty] | 365640.73 | 48 | 4 | Motor vehicles and other general equipment |  | N |  | N |  | N |  | N |  | Y
E00183 | 00-01 | 2005-08-01 | 2009-08-01 |  | University Funded | University Funded |  |  | Computer System | Computer System | School request write off | [7 empty] | EPS | Chemistry | [11 empty] | EH009 | LE00103 | 9011 | LC10011 | 6522 | 9013 | 00 | 372475 | 372475 | 0 | 0 | 0 | 372475 | [12 empty] | 372475 | 372475 |  | 0 | [23 empty] | 372475 | 48 | 4 | Motor vehicles and other general equipment |  | N |  | N |  | N |  | N |  | N | Prior to FY1415=NOT required
E00184 | 00-01 | 2005-08-01 | 2009-08-01 |  | University Funded | University Funded |  |  | Telephone System | Telephone System | Node B Zochonis 70% |  | Darren Hankinson |  | 1 Good | 1 State of art |  | 0.2 | PSS | ITS | [7 empty] | yes | 2016-07-01 | Confirmed by J.Bird with signed verification form | as per FY1516 YrEnd Verification & Impairments Exercise in Jul'16 | NP007 | LE00100 | 9011 | LC10025 | 6522 | 9013 | 00 | 144801.14 | 144801.14 | 0 | 0 | 0 | 144801.14 | [12 empty] | 144801.14 | 144801.14 |  | 0 | [23 empty] | 144801.14 | 48 | 4 | Motor vehicles and other general equipment |  | N |  | N |  | N |  | N |  | Y
E00185 | 00-01 | 2005-08-01 | 2009-08-01 |  | University Funded | University Funded |  |  | Telephone System | Telephone System | Node C Whitworth Hall 70% |  | Darren Hankinson |  | 1 Good | 1 State of art |  | 0.1 | PSS | ITS | [7 empty] | yes | 2016-07-01 | Confirmed by J.Bird with signed verification form | as per FY1516 YrEnd Verification & Impairments Exercise in Jul'16 | NP007 | LE00100 | 9011 | LC10025 | 6522 | 9013 | 00 | 135242.86 | 135242.86 | 0 | 0 | 0 | 135242.86 | [12 empty] | 135242.86 | 135242.86 |  | 0 | [23 empty] | 135242.86 | 48 | 4 | Motor vehicles and other general equipment |  | N |  | N |  | N |  | N |  | Y
E00186 | 00-01 | 2005-08-01 | 2009-08-01 |  | University Funded | University Funded |  |  | Microscope | Microscope | Stopford Building EM Unit | Stopford Building | Aleksander Mironov | Karl Kadler |  |  |  | 0 | FLS | Life Sciences |  |  | 3d3 | 3. Materials Characterisation | D. Optical Microscopy | 3. Transmission |  |  |  | Verified as part of data cleanse exercise (March 2015) |  | HB000 | LE00111 | 9011 | LC10010 | 6522 | 9013 | 00 | 32429.3 | 32429.3 | 0 | 0 | 0 | 32429.3 | [12 empty] | 32429.3 | 32429.3 |  | 0 | [23 empty] | 32429.3 | 48 | 4 | Motor vehicles and other general equipment |  | N |  | N |  | N |  | N |  | N | Prior to FY1415=NOT required
E00187 | 00-01 | 2005-08-01 | 2009-08-01 |  | University Funded | University Funded |  |  | Flight Simulator | Flight Simulator | George Begg Building A010 | George Begg Building | Dave Golding | Dave Golding | 1 Good | 1 State of art | 1 Dedicated to particular experiment | 0 | EPS | MACE |  | Part of flight simulator facility in the school | 5A2 | 5. Large Scale Instruments | A. Simulated Environments | 2. Flight | [5 empty] | EA010 | LE00106 | 9011 | LC10045 | 6522 | 9013 | 00 | 14879.03 | 14879.03 | 0 | 0 | 0 | 14879.03 | [12 empty] | 14879.03 | 14879.03 |  | 0 | [23 empty] | 14879.03 | 48 | 4 | Motor vehicles and other general equipment |  | N |  | N |  | N |  | N |  | N | Prior to FY1415=NOT required
E00190 | 00-01 | 2005-08-01 | 2009-08-01 |  | University Funded | University Funded |  |  | SPECTROMETER | SPECTROMETER | Chemistry Building B.34 | Chemistry Building | [6 empty] | EPS | Chemistry | [11 empty] | EH011 | LE00103 | 9011 | LC10011 | 6522 | 9013 | 00 | 13600 | 13600 | 0 | 0 | 0 | 13600 | [12 empty] | 13600 | 13600 |  | 0 | [23 empty] | 13600 | 48 | 4 | Motor vehicles and other general equipment |  | N |  | N |  | N |  | N |  | N | Prior to FY1415=NOT required
E00191 | 00-01 | 2005-08-01 | 2009-08-01 |  | University Funded | University Funded |  |  | Spectrometer | Spectrometer | School request write off | [7 empty] | EPS | Chemistry | [11 empty] | EH011 | LE00103 | 9011 | LC10011 | 6522 | 9013 | 00 | 95200 | 95200 | 0 | 0 | 0 | 95200 | [12 empty] | 95200 | 95200 |  | 0 | [23 empty] | 95200 | 48 | 4 | Motor vehicles and other general equipment |  | N |  | N |  | N |  | N |  | N | Prior to FY1415=NOT required
E00194 | 00-01 | 2005-08-01 | 2009-08-01 |  | University Funded | University Funded |  |  | Flight Simulator | Flight Simulator | George Begg Building A010 | George Begg Building | Dave Golding | Dave Golding | 1 Good | 1 State of art | 1 Dedicated to particular experiment | 0 | EPS | MACE |  | Part of flight simulator facility in the school | 5A2 | 5. Large Scale Instruments | A. Simulated Environments | 2. Flight | [5 empty] | EA010 | LE00106 | 9011 | LC10045 | 6522 | 9013 | 00 | 25505.73 | 25505.73 | 0 | 0 | 0 | 25505.73 | [12 empty] | 25505.73 | 25505.73 |  | 0 | [23 empty] | 25505.73 | 48 | 4 | Motor vehicles and other general equipment |  | N |  | N |  | N |  | N |  | N | Prior to FY1415=NOT required
E00197 | 00-01 | 2005-08-01 | 2009-08-01 |  | University Funded | University Funded |  |  | Spectrometer | Spectrometer | School request write off | [7 empty] | EPS | Chemistry | [11 empty] | EH011 | LE00103 | 9011 | LC10011 | 6522 | 9013 | 00 | 10048.5 | 10048.5 | 0 | 0 | 0 | 10048.5 | [12 empty] | 10048.5 | 10048.5 |  | 0 | [23 empty] | 10048.5 | 48 | 4 | Motor vehicles and other general equipment |  | N |  | N |  | N |  | N |  | N | Prior to FY1415=NOT required
E00198 | 00-01 | 2005-08-01 | 2009-08-01 |  | University Funded | University Funded |  |  | Spectrometer | Spectrometer | School request write off | [7 empty] | EPS | Chemistry | [11 empty] | EH011 | LE00103 | 9011 | LC10011 | 6522 | 9013 | 00 | 70339.5 | 70339.5 | 0 | 0 | 0 | 70339.5 | [12 empty] | 70339.5 | 70339.5 |  | 0 | [23 empty] | 70339.5 | 48 | 4 | Motor vehicles and other general equipment |  | N |  | N |  | N |  | N |  | N | Prior to FY1415=NOT required
E00201 | 00-01 | 2005-08-01 | 2009-08-01 |  | University Funded | University Funded |  |  | Microscope | Microscope | Stopford Building EM Unit | Stopford Building | Aleksander Mironov | Karl Kadler |  |  |  | 0 | FLS | Life Sciences |  |  | 3d3 | 3. Materials Characterisation | D. Optical Microscopy | 3. Transmission |  |  |  | Verified as part of data cleanse exercise (March 2015) |  | SM000 | LE00111 | 9011 | LC10010 | 6522 | 9013 | 00 | 62950.54 | 62950.54 | 0 | 0 | 0 | 62950.54 | [12 empty] | 62950.54 | 62950.54 |  | 0 | [23 empty] | 62950.54 | 48 | 4 | Motor vehicles and other general equipment |  | N |  | N |  | N |  | N |  | N | Prior to FY1415=NOT required
E00202 | 00-01 | 2005-08-01 | 2009-08-01 |  | University Funded | University Funded |  |  | Microscope | Microscope | Stopford Building EM Unit | Stopford Building | Aleksander Mironov | Karl Kadler |  |  |  | 0 | FLS | Life Sciences |  |  | 3d3 | 3. Materials Characterisation | D. Optical Microscopy | 3. Transmission |  |  |  | Verified as part of data cleanse exercise (March 2015) |  | HB000 | LE00111 | 9011 | LC10010 | 6522 | 9013 | 00 | 6420.96 | 6420.96 | 0 | 0 | 0 | 6420.96 | [12 empty] | 6420.96 | 6420.96 |  | 0 | [23 empty] | 6420.96 | 48 | 4 | Motor vehicles and other general equipment |  | N |  | N |  | N |  | N |  | N | Prior to FY1415=NOT required
E00203 | 00-01 | 2005-08-01 | 2009-08-01 |  | University Funded | University Funded |  |  | Telephone System | Telephone System | Node C Whitworth Hall 20% |  | Darren Hankinson |  | 1 Good | 1 State of art |  | 0.1 | PSS | ITS | [7 empty] | yes | 2016-07-01 | Confirmed by J.Bird with signed verification form | as per FY1516 YrEnd Verification & Impairments Exercise in Jul'16 | NP007 | LE00100 | 9011 | LC10025 | 6522 | 9013 | 00 | 38640.82 | 38640.82 | 0 | 0 | 0 | 38640.82 | [12 empty] | 38640.82 | 38640.82 |  | 0 | [23 empty] | 38640.82 | 48 | 4 | Motor vehicles and other general equipment |  | N |  | N |  | N |  | N |  | Y
E00204 | 00-01 | 2005-08-01 | 2009-08-01 |  | University Funded | University Funded |  |  | Telephone System | Telephone System | Node A Comp Science 20% |  | Darren Hankinson |  | 1 Good | 1 State of art |  | 0.3 | PSS | ITS | [7 empty] | yes | 2016-07-01 | Confirmed by J.Bird with signed verification form | as per FY1516 YrEnd Verification & Impairments Exercise in Jul'16 | NP007 | LE00100 | 9011 | LC10025 | 6522 | 9013 | 00 | 115812.7 | 115812.7 | 0 | 0 | 0 | 115812.7 | [12 empty] | 115812.7 | 115812.7 |  | 0 | [23 empty] | 115812.7 | 48 | 4 | Motor vehicles and other general equipment |  | N |  | N |  | N |  | N |  | Y
E00205 | 00-01 | 2005-08-01 | 2009-08-01 |  | University Funded | University Funded |  |  | Telephone System | Telephone System | Node B Zochonis 20% |  | Peter Jones |  | 1 Good | 1 State of art |  | 0.2 | PSS | ITS | [7 empty] | yes | 2016-07-01 | Confirmed by J.Bird with signed verification form | as per FY1516 YrEnd Verification & Impairments Exercise in Jul'16 | NP007 | LE00100 | 9011 | LC10025 | 6522 | 9013 | 00 | 41371.75 | 41371.75 | 0 | 0 | 0 | 41371.75 | [12 empty] | 41371.75 | 41371.75 |  | 0 | [23 empty] | 41371.75 | 48 | 4 | Motor vehicles and other general equipment |  | N |  | N |  | N |  | N |  | Y
E00218 | 00-01 | 2005-08-01 | 2009-08-01 |  | University Funded | University Funded |  |  | SPECTROPHOTOMETERS | SPECTROPHOTOMETERS | Stopford Building - teaching | Stopford Building | Linda Berry | Linda Berry |  |  |  | 0 | FLS | Life Sciences |  |  | 3a4 | 3. Materials Characterisation | A. Spectroscopy | 4. Optical | [5 empty] | EA010 | LE00111 | 9011 | LC10010 | 6522 | 9013 | 00 | 27377.5 | 27377.5 | 0 | 0 | 0 | 27377.5 | [12 empty] | 27377.5 | 27377.5 |  | 0 | [23 empty] | 27377.5 | 48 | 4 | Motor vehicles and other general equipment |  | N |  | N |  | N |  | N |  | N | Prior to FY1415=NOT required
E00227 | 97-98 | 1999-08-01 12:00 | 2009-08-01 |  | University Funded | University Funded | Hitech Furnaces |  | DIFFUSION FURNACE | 1-FOUR STACK DIFFUSION FURNACE HT/4/138/200 | Sackville St Building D16 | Sackville Street Building | Mal McGowan | Bruce Hamilton | 2 Adequate | 3 Adequate | 3 Research and Teaching | 1 | EPS | EEE |  |  | 1d1 | 1. Process Equipment – Physical | D. Controlled Environment | 1. Furnace | [5 empty] | H09000 | LE00106 | 9011 | LC10020 | 6522 | 9013 | 00 | 22927.34 | 22927.34 | 0 | 0 | 0 | 22927.34 | [12 empty] | 22927.34 | 22927.34 |  | 0 | [23 empty] | 22927.34 | 120 | 10 | Boilers, building plant and scientific equipment |  | N |  | N |  | N |  | N |  | N | Prior to FY1415=NOT required
E00229 | 97-98 | 1999-08-01 12:00 | 2009-08-01 |  | University Funded | University Funded | Hitech Furnaces |  | DIFFUSION FURNACE | 1-FOUR STACK DIFFUSION FURNACE HT/4/138/200 | Sackville St Building D16 | Sackville Street Building | Mal McGowan | Bruce Hamilton | 2 Adequate | 3 Adequate | 3 Research and Teaching | 0.5 | EPS | EEE |  |  | 1d1 | 1. Process Equipment – Physical | D. Controlled Environment | 1. Furnace | [5 empty] | C09185 | LE00106 | 9011 | LC10020 | 6522 | 9013 | 00 | 44987.55 | 44987.55 | 0 | 0 | 0 | 44987.55 | [12 empty] | 44987.55 | 44987.55 |  | 0 | [23 empty] | 44987.55 | 120 | 10 | Boilers, building plant and scientific equipment |  | N |  | N |  | N |  | N |  | N | Prior to FY1415=NOT required
E00230 | 97-98 | 1999-08-01 12:00 | 2009-08-01 |  | University Funded | University Funded |  |  | MARK 1 B/E ERT SYSTEM | 1-MARK 1 B/E ERT SYSTEM | [7 empty] | 0 | EPS | CEAS | [9 empty] | Verified as part of data cleanse exercise (March 2015) |  | N03002 | LE00012 | 9011 | LC10017 | 6522 | 9013 | 00 | 13680 | 13680 | 0 | 0 | 0 | 13680 | [12 empty] | 13680 | 13680 |  | 0 | [23 empty] | 13680 | 120 | 10 | Boilers, building plant and scientific equipment |  | N |  | N |  | N |  | N |  | N | Prior to FY1415=NOT required
E00231 | 97-98 | 1999-08-01 12:00 | 2009-08-01 |  | University Funded | University Funded |  |  | BIOSPECTROMETER | 1-VOYAGER ELITE BIOSPECTROMETER | Faraday Building | Faraday Building | [6 empty] | EPS | Chemistry | [11 empty] | D04500 | LE00103 | 9011 | LC10011 | 6522 | 9013 | 00 | 20000 | 20000 | 0 | 0 | 0 | 20000 | [12 empty] | 20000 | 20000 |  | 0 | [23 empty] | 20000 | 120 | 10 | Boilers, building plant and scientific equipment |  | N |  | N |  | N |  | N |  | N | Prior to FY1415=NOT required
E00232 | 97-98 | 1999-08-01 12:00 | 2009-08-01 |  | University Funded | University Funded |  |  | BIOSPECTROMETER | 1-VOYAGER ELITE BIOSPECTROMETER | MIB Building | MIB Building | [5 empty] | 0 | FLS | Life Sciences |  |  | 3b3 | 3. Materials Characterisation | B. Spectrometry | 3. Mass Spectrometry | [5 empty] | D01304 | LE00111 | 9011 | LC10010 | 6522 | 9013 | 00 | 20000 | 20000 | 0 | 0 | 0 | 20000 | [12 empty] | 20000 | 20000 |  | 0 | [23 empty] | 20000 | 120 | 10 | Boilers, building plant and scientific equipment |  | N |  | N |  | N |  | N |  | N | Prior to FY1415=NOT required
E00233 | 97-98 | 1999-08-01 12:00 | 2009-08-01 |  | University Funded | University Funded |  |  | BIOSPECTROMETER | 1-VOYAGER ELITE BIOSPECTROMETER | MIB Building | MIB Building | [5 empty] | 0 | FLS | Life Sciences |  |  | 3b3 | 3. Materials Characterisation | B. Spectrometry | 3. Mass Spectrometry | [5 empty] | A01979 | LE00111 | 9011 | LC10010 | 6522 | 9013 | 00 | 80000 | 80000 | 0 | 0 | 0 | 80000 | [12 empty] | 80000 | 80000 |  | 0 | [23 empty] | 80000 | 120 | 10 | Boilers, building plant and scientific equipment |  | N |  | N |  | N |  | N |  | N | Prior to FY1415=NOT required
E00234 | 97-98 | 1999-08-01 12:00 | 2009-08-01 |  | University Funded | University Funded | Beckman | Optima LE 80K | BIOSPECTROMETER | 1-OPTIMA LE 80K ULTRACENTRIFUGE | MIB Building | MIB Building | [5 empty] | 0 | FLS | Life Sciences |  |  | 2b1 | 2. Process Equipment – Biological | B. Centrifuge | 1. Ultracentrifuges | [5 empty] | D01303 | LE00111 | 9011 | LC10010 | 6522 | 9013 | 00 | 25000 | 25000 | 0 | 0 | 0 | 25000 | [12 empty] | 25000 | 25000 |  | 0 | [23 empty] | 25000 | 120 | 10 | Boilers, building plant and scientific equipment |  | N |  | N |  | N |  | N |  | N | Prior to FY1415=NOT required
E00235 | 97-98 | 1999-08-01 12:00 | 2009-08-01 |  | University Funded | University Funded | Bruker |  | BIOSPECTROMETER | 1-ATOMIC FORCE MICROSCOPE | Chemistry building C Floor NMC | Chemistry Building | Mike Anderson | Mike Anderson | 2 Adequate | 3 Adequate | 2 General purpose research | 0.1 | EPS | Chemistry |  |  | 3f1 | 3. Materials Characterisation | F. Surface Probe Microscopy | 1. Atomic Force |  |  |  | Data confirmed as part of data cleanse exercise (March 2015). Asset not physically verified. |  | H04222 | LE00103 | 9011 | LC10011 | 6522 | 9013 | 00 | 66000 | 66000 | 0 | 0 | 0 | 66000 | [12 empty] | 66000 | 66000 |  | 0 | [23 empty] | 66000 | 120 | 10 | Boilers, building plant and scientific equipment |  | N |  | N |  | N |  | N |  | N | Prior to FY1415=NOT required
E00236 | 97-98 | 1999-08-01 12:00 | 2009-08-01 |  | University Funded | University Funded |  |  | PROJECTOR | SANYO PLC 5500 LCD PROJECTOR | School request write off | [7 empty] | FLS | Life Sciences | [11 empty] | E21217 | LE00111 | 9011 | LC10010 | 6522 | 9013 | 00 | 5985 | 5985 | 0 | 0 | 0 | 5985 | [12 empty] | 5985 | 5985 |  | 0 | [23 empty] | 5985 | 120 | 10 | Boilers, building plant and scientific equipment |  | N |  | N |  | N |  | N |  | N | Prior to FY1415=NOT required
E00238 | 97-98 | 1999-08-01 12:00 | 2009-08-01 |  | University Funded | University Funded | Barco/Ucamco | Crescent 30 | LASER PLOT | CRESENT 30 LASER PLOT(PRISM) | Sackville St Building D21 | Sackville Street Building | Derek Bradshaw | Derek Bradshaw | 2 Adequate | 3 Adequate | 3 Research and Teaching | 0.2 | EPS | EEE |  |  | 1b4 | 1. Process Equipment – Physical | B. Lithography | 4. Laser (Direct-Write) |  | yes | 2015-07-01 | Asset verified by Judith Apsley | as per Jun'15 verification exercise for FY14-15 YrEnd | E09000 | LE00106 | 9011 | LC10020 | 6522 | 9013 | 00 | 28864.5 | 28864.5 | 0 | 0 | 0 | 28864.5 | [12 empty] | 28864.5 | 28864.5 |  | 0 | [23 empty] | 28864.5 | 120 | 10 | Boilers, building plant and scientific equipment |  | N |  | N |  | N |  | N |  | Y
E00239 | 97-98 | 1999-08-01 12:00 | 2009-08-01 |  | University Funded | University Funded | Biotek Instruments | Uvikon 943 | SPECTROPHOTOMETER | UVIKON 943 SPECTROPHOTOMETER | MIB Building | MIB Building | [5 empty] | 0 | FLS | Life Sciences |  |  | 3a4 | 3. Materials Characterisation | A. Spectroscopy | 4. Optical | [5 empty] | E01000 | LE00111 | 9011 | LC10010 | 6522 | 9013 | 00 | 13810 | 13810 | 0 | 0 | 0 | 13810 | [12 empty] | 13810 | 13810 |  | 0 | [23 empty] | 13810 | 120 | 10 | Boilers, building plant and scientific equipment |  | N |  | N |  | N |  | N |  | N | Prior to FY1415=NOT required
E00244 | 96-97 | 1999-08-01 12:00 | 2009-08-01 |  | University Funded | University Funded |  |  | Laser System | Laser System | PSI Alan Turing Building | Alan Turing Building | Philip Dawson | Philip Dawson | 1 Good | 2 Good | 2 General purpose research | 0.1 | EPS | Physics |  |  | 4D3 | 4. Sample Measurement/Analysis | D. Laser | 3. Continuous Wave |  |  |  | Data confirmed as part of data cleanse exercise (March 2015). Asset not physically verified. |  | E24700 | LE00109 | 9011 | LC10012 | 6522 | 9013 | 00 | 5312.4 | 5312.4 | 0 | 0 | 0 | 5312.4 | [12 empty] | 5312.4 | 5312.4 |  | 0 | [23 empty] | 5312.4 | 120 | 10 | Boilers, building plant and scientific equipment |  | N |  | N |  | N |  | N |  | N | Prior to FY1415=NOT required
E00245 | 96-97 | 1999-08-01 12:00 | 2009-08-01 |  | University Funded | University Funded |  |  | No information | No information | Sackville St J21 Micrometerorology Lab | Sackville Street Building | [6 empty] | EPS | SEAES | [7 empty] | yes | 2016-07-01 | Confirmed by Vikki Fellows with signed verification form | as per FY1516 YrEnd Verification & Impairments Exercise in Jul'16 | E24803 | LE00105 | 9011 | LC10012 | 6522 | 9013 | 00 | 16154.94 | 16154.94 | 0 | 0 | 0 | 16154.94 | [12 empty] | 16154.94 | 16154.94 |  | 0 | [23 empty] | 16154.94 | 120 | 10 | Boilers, building plant and scientific equipment |  | N |  | N |  | N |  | N |  | Y | Prior to FY1415=NOT required
E00246 | 96-97 | 1999-08-01 12:00 | 2009-08-01 |  | University Funded | University Funded |  |  | No information | No information | Sackville St BuildingJ21 Micrometerorology Lab | Sackville Street Building | [6 empty] | EPS | SEAES | [7 empty] | yes | 2016-07-01 | Confirmed by Vikki Fellows with signed verification form | as per FY1516 YrEnd Verification & Impairments Exercise in Jul'16 | E24803 | LE00105 | 9011 | LC10012 | 6522 | 9013 | 00 | 14369.7 | 14369.7 | 0 | 0 | 0 | 14369.7 | [12 empty] | 14369.7 | 14369.7 |  | 0 | [23 empty] | 14369.7 | 120 | 10 | Boilers, building plant and scientific equipment |  | N |  | N |  | N |  | N |  | Y | Prior to FY1415=NOT required
E00247 | 96-97 | 1999-08-01 12:00 | 2009-08-01 |  | University Funded | University Funded |  |  | No information | No information | PSI Alan Turing Building | Alan Turing Building | Philip Dawson | [5 empty] | EPS | Physics | [11 empty] | E24705 | LE00109 | 9011 | LC10012 | 6522 | 9013 | 00 | 6794.4 | 6794.4 | 0 | 0 | 0 | 6794.4 | [12 empty] | 6794.4 | 6794.4 |  | 0 | [23 empty] | 6794.4 | 120 | 10 | Boilers, building plant and scientific equipment |  | N |  | N |  | N |  | N |  | N | Prior to FY1415=NOT required
E00250 | 96-97 | 1999-08-01 12:00 | 2009-08-01 |  | University Funded | University Funded |  |  | Lasers | Two Lasers | Sackville St Building A28 | Sackville Street Building | David Whitehead |  |  |  |  | 0 | EPS | MACE | [11 empty] | S18600 | LE00108 | 9011 | LC10021 | 6522 | 9013 | 00 | 51660.24 | 51660.24 | 0 | 0 | 0 | 51660.24 | [12 empty] | 51660.24 | 51660.24 |  | 0 | [23 empty] | 51660.24 | 120 | 10 | Boilers, building plant and scientific equipment |  | N |  | N |  | N |  | N |  | N | Prior to FY1415=NOT required
E00251 | 96-97 | 1999-08-01 12:00 | 2009-08-01 |  | University Funded | University Funded |  |  | VT STM | VT STM | School request write off | [7 empty] | EPS | Chemistry | [11 empty] | E04213 | LE00103 | 9011 | LC10011 | 6522 | 9013 | 00 | 66245.75 | 66245.75 | 0 | 0 | 0 | 66245.75 | [12 empty] | 66245.75 | 66245.75 |  | 0 | [23 empty] | 66245.75 | 120 | 10 | Boilers, building plant and scientific equipment |  | N |  | N |  | N |  | N |  | N | Prior to FY1415=NOT required
E00252 | 96-97 | 1999-08-01 12:00 | 2009-08-01 |  | University Funded | University Funded |  |  | VT STM | VT STM | School request write off | [7 empty] | EPS | Chemistry | [11 empty] | H04100 | LE00103 | 9011 | LC10011 | 6522 | 9013 | 00 | 18033.86 | 18033.86 | 0 | 0 | 0 | 18033.86 | [12 empty] | 18033.86 | 18033.86 |  | 0 | [23 empty] | 18033.86 | 120 | 10 | Boilers, building plant and scientific equipment |  | N |  | N |  | N |  | N |  | N | Prior to FY1415=NOT required
E00253 | 96-97 | 1999-08-01 12:00 | 2009-08-01 |  | University Funded | University Funded |  |  | Diffraction System | X-FR540 MACH 3 Diffraction System | School request write off |  | Katie Law |  | 3 Poor - Inoperable | 4 No longer adequate | 4 Not used in past year | 0 | EPS | Chemistry | [11 empty] | D04250 | LE00103 | 9011 | LC10011 | 6522 | 9013 | 00 | 74895 | 74895 | 0 | 0 | 0 | 74895 | [12 empty] | 74895 | 74895 |  | 0 | [23 empty] | 74895 | 120 | 10 | Boilers, building plant and scientific equipment |  | N |  | N |  | N |  | N |  | N | Prior to FY1415=NOT required
E00254 | 96-97 | 1999-08-01 12:00 | 2009-08-01 |  | University Funded | University Funded |  |  | No information | No information | School request write off | [7 empty] | FLS | Life Sciences | [11 empty] | S01640 | LE00111 | 9011 | LC10010 | 6522 | 9013 | 00 | 10000 | 10000 | 0 | 0 | 0 | 10000 | [12 empty] | 10000 | 10000 |  | 0 | [23 empty] | 10000 | 120 | 10 | Boilers, building plant and scientific equipment |  | N |  | N |  | N |  | N |  | N | Prior to FY1415=NOT required
E00255 | 96-97 | 1999-08-01 12:00 | 2009-08-01 |  | University Funded | University Funded |  |  | Waterbath Shaker | Aquatron Waterbath Shaker | School request write off | [7 empty] | FLS | Life Sciences | [11 empty] | S01640 | LE00111 | 9011 | LC10010 | 6522 | 9013 | 00 | 6230 | 6230 | 0 | 0 | 0 | 6230 | [12 empty] | 6230 | 6230 |  | 0 | [23 empty] | 6230 | 120 | 10 | Boilers, building plant and scientific equipment |  | N |  | N |  | N |  | N |  | N | Prior to FY1415=NOT required
E00256 | 96-97 | 1999-08-01 12:00 | 2009-08-01 |  | University Funded | University Funded |  | FPM800A | Processor and Water Filter | FPM800A Processor and Water Filter | MIB Building | MIB Building | [5 empty] | 0 | FLS | Life Sciences |  |  | 2d2 | 2. Process Equipment – Biological | D. Sterilisation | 2. Water Purification | [5 empty] | S01660 | LE00111 | 9011 | LC10010 | 6522 | 9013 | 00 | 5096 | 5096 | 0 | 0 | 0 | 5096 | [12 empty] | 5096 | 5096 |  | 0 | [23 empty] | 5096 | 120 | 10 | Boilers, building plant and scientific equipment |  | N |  | N |  | N |  | N |  | N | Prior to FY1415=NOT required
E00257 | 96-97 | 1999-08-01 12:00 | 2009-08-01 |  | University Funded | University Funded |  |  | Lumat Measuring System | Lumat Measuring System | MIB Building | MIB Building | [5 empty] | 0 | FLS | Life Sciences |  |  | 2e5 | 2. Process Equipment – Biological | E. Characterisation | 5. Plate Readers | [5 empty] | S01660 | LE00111 | 9011 | LC10010 | 6522 | 9013 | 00 | 20000 | 20000 | 0 | 0 | 0 | 20000 | [12 empty] | 20000 | 20000 |  | 0 | [23 empty] | 20000 | 120 | 10 | Boilers, building plant and scientific equipment |  | N |  | N |  | N |  | N |  | N | Prior to FY1415=NOT required
E00258 | 96-97 | 1999-08-01 12:00 | 2009-08-01 |  | University Funded | University Funded | Heraeus | BB6220 | Heraeus Incubators | Heraeus Incubators Model BB6220 | MIB Building | MIB Building | [5 empty] | 0 | FLS | Life Sciences |  |  | 2a3 | 2. Process Equipment – Biological | A. Growth and Manipulation | 3. Cell Culture | [5 empty] | S01660 | LE00111 | 9011 | LC10010 | 6522 | 9013 | 00 | 39999 | 39999 | 0 | 0 | 0 | 39999 | [12 empty] | 39999 | 39999 |  | 0 | [23 empty] | 39999 | 120 | 10 | Boilers, building plant and scientific equipment |  | N |  | N |  | N |  | N |  | N | Prior to FY1415=NOT required
E00259 | 96-97 | 1999-08-01 12:00 | 2009-08-01 |  | University Funded | University Funded |  |  | Densitometer | Densitometer | MIB Building | MIB Building | [5 empty] | 0 | FLS | Life Sciences |  |  | 3a4 | 3. Materials Characterisation | A. Spectroscopy | 4. Optical | [5 empty] | E01227 | LE00111 | 9011 | LC10010 | 6522 | 9013 | 00 | 35047.87 | 35047.87 | 0 | 0 | 0 | 35047.87 | [12 empty] | 35047.87 | 35047.87 |  | 0 | [23 empty] | 35047.87 | 120 | 10 | Boilers, building plant and scientific equipment |  | N |  | N |  | N |  | N |  | N | Prior to FY1415=NOT required
E00260 | 96-97 | 1999-08-01 12:00 | 2009-08-01 |  | University Funded | University Funded |  |  | Automated Biological System | Automated Biological System | School request write off | [7 empty] | FLS | Life Sciences | [11 empty] | D01222 | LE00111 | 9011 | LC10010 | 6522 | 9013 | 00 | 17500 | 17500 | 0 | 0 | 0 | 17500 | [12 empty] | 17500 | 17500 |  | 0 | [23 empty] | 17500 | 120 | 10 | Boilers, building plant and scientific equipment |  | N |  | N |  | N |  | N |  | N | Prior to FY1415=NOT required
E00261 | 96-97 | 1999-08-01 12:00 | 2009-08-01 |  | University Funded | University Funded |  |  | No information | No information | School request write off | [7 empty] | FLS | Life Sciences | [11 empty] | D01207 | LE00111 | 9011 | LC10010 | 6522 | 9013 | 00 | 5600 | 5600 | 0 | 0 | 0 | 5600 | [12 empty] | 5600 | 5600 |  | 0 | [23 empty] | 5600 | 120 | 10 | Boilers, building plant and scientific equipment |  | N |  | N |  | N |  | N |  | N | Prior to FY1415=NOT required
E00262 | 96-97 | 1999-08-01 12:00 | 2009-08-01 |  | University Funded | University Funded |  |  | SMART System | SMART System | MIB Building | MIB Building | [5 empty] | 0 | FLS | Life Sciences | [11 empty] | D01003 | LE00111 | 9011 | LC10010 | 6522 | 9013 | 00 | 50000 | 50000 | 0 | 0 | 0 | 50000 | [12 empty] | 50000 | 50000 |  | 0 | [23 empty] | 50000 | 120 | 10 | Boilers, building plant and scientific equipment |  | N |  | N |  | N |  | N |  | N | Prior to FY1415=NOT required
E00269 | 03-04 | 2004-08-01 18:00 | 2009-08-01 |  | University Funded | University Funded | Dell |  | Dell Powerhouse | Dell Powerhouse | MIB Building | MIB Building | [5 empty] | 0 | FLS | Life Sciences |  |  | 6a1 | 6. Infrastructure | A. IT | 1. Server | [5 empty] | DBM0150 | LE00111 | 9011 | LC10010 | 6522 | 9013 | 00 | 13500 | 13500 | 0 | 0 | 0 | 13500 | [12 empty] | 13500 | 13500 |  | 0 | [23 empty] | 13500 | 60 | 5 | Mainframe computers & propriety software |  | N |  | N |  | N |  | N |  | N | Prior to FY1415=NOT required
E00270 | 03-04 | 2003-07-01 12:00 | 2013-07-01 |  | University Funded | University Funded |  |  | camera | LOT Photon camera | Transferred to Life Sciences | [6 empty] | 0 | FLS | Life Sciences |  |  | 4e5 | 4. Sample Measurement/Analysis | E. Optical | 5. High Resolution Imaging | [5 empty] | LC10010 | LC10010 | 9011 | AA00158 | 6522 | 9013 | 00 | 25186.32 | 25186.32 | 0 | 0 | 0 | 25186.32 | [12 empty] | 25186.32 | 25186.32 |  | 0 | [23 empty] | 25186.32 | 120 | 10 | Boilers, building plant and scientific equipment |  | N |  | N |  | N |  | N |  | N | Prior to FY1415=NOT required
E00271 | 03-04 | 2003-07-01 12:00 | 2013-07-01 |  | University Funded | University Funded |  |  | topographer | Corneal topographer | Moffat | Moffat Building | Hilary Marsh |  |  |  |  | 0 | FLS | Life Sciences |  |  | 6d2 | 6. Infrastructure | D. Laboratory | 2. Medical | [5 empty] | LC10010 | LC10010 | 9011 | AA00158 | 6522 | 9013 | 00 | 8929.2 | 8929.2 | 0 | 0 | 0 | 8929.2 | [12 empty] | 8929.2 | 8929.2 |  | 0 | [23 empty] | 8929.2 | 120 | 10 | Boilers, building plant and scientific equipment |  | N |  | N |  | N |  | N |  | N | Prior to FY1415=NOT required
E00272 | 03-04 | 2003-07-01 12:00 | 2013-07-01 |  | University Funded | University Funded |  |  | Test Kit 7500 controller | Test Kit 7500 controller | Pariser Building | Pariser Building | David Mortimer |  | 1 Good | 2 Good | 2 General purpose research | 0 | EPS | MACE | [11 empty] | LC10021 | LC10021 | 9011 | AA01508 | 6522 | 9013 | 00 | 19571.07 | 19571.07 | 0 | 0 | 0 | 19571.07 | [12 empty] | 19571.07 | 19571.07 |  | 0 | [23 empty] | 19571.07 | 120 | 10 | Boilers, building plant and scientific equipment |  | N |  | N |  | N |  | N |  | N | Prior to FY1415=NOT required
E00273 | 03-04 | 2003-07-01 12:00 | 2013-07-01 |  | University Funded | University Funded |  |  | Electric Kiln | Electric Kiln | Pariser Building (C Bailey) | Pariser Building | John Mason |  | 2 Adequate | 3 Adequate | 2 General purpose research | 0 | EPS | MACE | [11 empty] | LC10021 | LC10021 | 9011 | AA01508 | 6522 | 9013 | 00 | 6408.29 | 6408.29 | 0 | 0 | 0 | 6408.29 | [12 empty] | 6408.29 | 6408.29 |  | 0 | [23 empty] | 6408.29 | 120 | 10 | Boilers, building plant and scientific equipment |  | N |  | N |  | N |  | N |  | N | Prior to FY1415=NOT required
E00274 | 03-04 | 2003-07-01 12:00 | 2013-07-01 |  | University Funded | University Funded | Zeiss | Axiovert | Axiovert Adapter | Zeiss Axiovert Adapter | MIB Building | MIB Building | [5 empty] | 0 | FLS | Life Sciences |  |  | 3d3 | 3. Materials Characterisation | D. Optical Microscopy | 3. Transmission | [5 empty] | LC10010 | LC10010 | 9011 | AA00158 | 6522 | 9013 | 00 | 11617.5 | 11617.5 | 0 | 0 | 0 | 11617.5 | [12 empty] | 11617.5 | 11617.5 |  | 0 | [23 empty] | 11617.5 | 120 | 10 | Boilers, building plant and scientific equipment |  | N |  | N |  | N |  | N |  | N | Prior to FY1415=NOT required
E00275 | 03-04 | 2003-07-01 12:00 | 2013-07-01 |  | University Funded | University Funded | Zeiss | A-Plan/Fluar | Alpha Plan-Fluar | Zeiss - Alpha Plan-Fluar | MIB Building | MIB Building | [5 empty] | 0 | FLS | Life Sciences |  |  | 3d3 | 3. Materials Characterisation | D. Optical Microscopy | 3. Transmission | [5 empty] | LC10010 | LC10010 | 9011 | AA00158 | 6522 | 9013 | 00 | 6695 | 6695 | 0 | 0 | 0 | 6695 | [12 empty] | 6695 | 6695 |  | 0 | [23 empty] | 6695 | 120 | 10 | Boilers, building plant and scientific equipment |  | N |  | N |  | N |  | N |  | N | Prior to FY1415=NOT required
E00276 | 03-04 | 2003-07-01 12:00 | 2013-07-01 |  | University Funded | University Funded |  |  | Interference microscope | 2nd Hand Interference microscope | Materials Science Building A35b | Materials Science Building | [5 empty] | 0 | EPS | Materials | [7 empty] | yes | 2015-07-01 | PAUL JORDAN/JOHN GOODIER | as per Jun'15 verification exercise for FY14-15 YrEnd | LC10018 | LC10018 | 9011 | AA01910 | 6522 | 9013 | 00 | 37995.38 | 37995.38 | 0 | 0 | 0 | 37995.38 | [12 empty] | 37995.38 | 37995.38 |  | 0 | [23 empty] | 37995.38 | 120 | 10 | Boilers, building plant and scientific equipment |  | N |  | N |  | N |  | N |  | Y
E00277 | 03-04 | 2003-07-01 12:00 | 2013-07-01 |  | University Funded | University Funded |  |  | Catol Accutom | Catol Accutom | Materials Science Building F30 | Materials Science Building | [5 empty] | 0 | EPS | Materials |  |  | 6C1 | 6. Infrastructure | C. Workshop | 1. CNC Machines | [5 empty] | LC10018 | LC10018 | 9011 | AA01910 | 6522 | 9013 | 00 | 6725.34 | 6725.34 | 0 | 0 | 0 | 6725.34 | [12 empty] | 6725.34 | 6725.34 |  | 0 | [23 empty] | 6725.34 | 120 | 10 | Boilers, building plant and scientific equipment |  | N |  | N |  | N |  | N |  | N | Prior to FY1415=NOT required
E00278 | 03-04 | 2003-07-01 12:00 | 2013-07-01 |  | University Funded | University Funded | Schneider Electric | Andover Continuum CyberStation 1.93 | Continuum Monitoring system operated on PC | Used to control access to Car parks | Car Parks permit office, Booth Street West |  | Kiona Simpson |  | 2 Adequate | 3 Adequate | 1 Dedicated to particular experiment | 0 | PSS | Estates | [9 empty] | Verified as part of data cleanse exercise (March 2015) |  | LC10054 | LC10054 | 9011 | LA00642 | 6522 | 9013 | 00 | 20724.75 | 20724.75 | 0 | 0 | 0 | 20724.75 | [12 empty] | 20724.75 | 20724.75 |  | 0 | [23 empty] | 20724.75 | 120 | 10 | Boilers, building plant and scientific equipment |  | N |  | N |  | N |  | N |  | N | Prior to FY1415=NOT required
E00279 | 03-04 | 2003-07-01 12:00 | 2013-07-01 |  | University Funded | University Funded | Schneider Electric | Andover Continuum CyberStation 1.93 | Continuum Monitoring system operated on PC | Used to control access to Car parks | Car Parks permit office, Booth Street West |  | Kiona Simpson |  | 2 Adequate | 3 Adequate | 1 Dedicated to particular experiment | 0 | PSS | Estates | [9 empty] | Verified as part of data cleanse exercise (March 2015) |  | LC10054 | LC10054 | 9011 | LA00642 | 6522 | 9013 | 00 | 3303.3 | 3303.3 | 0 | 0 | 0 | 3303.3 | [12 empty] | 3303.3 | 3303.3 |  | 0 | [23 empty] | 3303.3 | 120 | 10 | Boilers, building plant and scientific equipment |  | N |  | N |  | N |  | N |  | N | Prior to FY1415=NOT required
E00281 | 03-04 | 2003-07-01 12:00 | 2013-07-01 |  | University Funded | University Funded | Infors HT |  | Shaking Incubators | Shaking Incubators | MIB Building Prof Kell | MIB Building | Dave Ellis | Douglas Kell | 1 Good | 2 Good | 3 Research and Teaching | 0 | EPS | Chemistry |  |  | 2a4 | 2. Process Equipment – Biological | A. Growth and Manipulation | 4. Fermentology |  |  |  | Data confirmed as part of data cleanse exercise (March 2015). Asset not physically verified. |  | LC10011 | LC10011 | 9011 | AA06215 | 6522 | 9013 | 00 | 15688.64 | 15688.64 | 0 | 0 | 0 | 15688.64 | [12 empty] | 15688.64 | 15688.64 |  | 0 | [23 empty] | 15688.64 | 120 | 10 | Boilers, building plant and scientific equipment |  | N |  | N |  | N |  | N |  | N | Prior to FY1415=NOT required
E00282 | 03-04 | 2003-07-01 12:00 | 2013-07-01 |  | University Funded | University Funded | Priorclave |  | Priorclave | Priorclave 100 Ltr | MIB Building Prof Kell | MIB Building | Dave Ellis | Douglas Kell | 1 Good | 2 Good | 3 Research and Teaching | 0 | EPS | Chemistry |  |  | 2d1 | 2. Process Equipment – Biological | D. Sterilisation | 1. Autoclave |  |  |  | Data confirmed as part of data cleanse exercise (March 2015). Asset not physically verified. |  | LC10011 | LC10011 | 9011 | AA06215 | 6522 | 9013 | 00 | 6976.19 | 6976.19 | 0 | 0 | 0 | 6976.19 | [12 empty] | 6976.19 | 6976.19 |  | 0 | [23 empty] | 6976.19 | 120 | 10 | Boilers, building plant and scientific equipment |  | N |  | N |  | N |  | N |  | N | Prior to FY1415=NOT required
E00283 | 03-04 | 2003-07-01 12:00 | 2013-07-01 |  | University Funded | University Funded | VWR | Syngene Genegenius 2 | Syngene Genegenius 2 | Syngene Genegenius 2 | MIB Building 2.042 | MIB Building | Dave Ellis | Douglas Kell | 1 Good | 2 Good | 2 General purpose research | 0.1 | EPS | Chemistry |  |  | 2e1 | 2. Process Equipment – Biological | E. Characterisation | 1. Fluorescent Readers |  |  |  | Data confirmed as part of data cleanse exercise (March 2015). Asset not physically verified. |  | LC10011 | LC10011 | 9011 | AA06215 | 6522 | 9013 | 00 | 6813.84 | 6813.84 | 0 | 0 | 0 | 6813.84 | [12 empty] | 6813.84 | 6813.84 |  | 0 | [23 empty] | 6813.84 | 120 | 10 | Boilers, building plant and scientific equipment |  | N |  | N |  | N |  | N |  | N | Prior to FY1415=NOT required
E00284 | 03-04 | 2003-07-01 12:00 | 2013-07-01 |  | University Funded | University Funded | Ionoptika | IOG 25 | Ionoptika IOG | Ionoptika IOG 25 conversion | Prof Vickerman | [6 empty] | 0 | EPS | CEAS | [9 empty] | Verified as part of data cleanse exercise (March 2015) |  | LC10011 | LC10011 | 9011 | AA02827 | 6522 | 9013 | 00 | 9054.78 | 9054.78 | 0 | 0 | 0 | 9054.78 | [12 empty] | 9054.78 | 9054.78 |  | 0 | [23 empty] | 9054.78 | 120 | 10 | Boilers, building plant and scientific equipment |  | N |  | N |  | N |  | N |  | N | Prior to FY1415=NOT required
E00285 | 03-04 | 2003-07-01 12:00 | 2013-07-01 |  | University Funded | University Funded | Bespoke |  | 3 tank system | 3 tank system | John Cuff |  | John Cuffe | John Cuffe | 1 Good | 2 Good | 3 Research and Teaching | 0.5 | EPS | CEAS | [7 empty] | yes | 2015-07-01 | GARY BURNS | as per Jun'15 verification exercise for FY14-15 YrEnd | LC10017 | LC10017 | 9011 | AA02827 | 6522 | 9013 | 00 | 6900.47 | 6900.47 | 0 | 0 | 0 | 6900.47 | [12 empty] | 6900.47 | 6900.47 |  | 0 | [23 empty] | 6900.47 | 120 | 10 | Boilers, building plant and scientific equipment |  | N |  | N |  | N |  | N |  | Y
E00286 | 03-04 | 2003-07-01 12:00 | 2013-07-01 |  | University Funded | University Funded |  |  | Ultra Centrifuge | Ultra Centrifuge | MIB Building | MIB Building | [5 empty] | 0 | FLS | Life Sciences |  |  | 2b1 | 2. Process Equipment – Biological | B. Centrifuge | 1. Ultracentrifuges | [5 empty] | LC10010 | LC10010 | 9011 | AA00158 | 6522 | 9013 | 00 | 18346.82 | 18346.82 | 0 | 0 | 0 | 18346.82 | [12 empty] | 18346.82 | 18346.82 |  | 0 | [23 empty] | 18346.82 | 120 | 10 | Boilers, building plant and scientific equipment |  | N |  | N |  | N |  | N |  | N | Prior to FY1415=NOT required
E00287 | 03-04 | 2003-07-01 12:00 | 2013-07-01 |  | University Funded | University Funded | Sigma |  | SIGMA Centrifuge | SIGMA Centrifuge | MIB Building | MIB Building | [5 empty] | 0 | FLS | Life Sciences |  |  | 2b2 | 2. Process Equipment – Biological | B. Centrifuge | 2. High Speed | [5 empty] | LC10010 | LC10010 | 9011 | AA00158 | 6522 | 9013 | 00 | 5134.24 | 5134.24 | 0 | 0 | 0 | 5134.24 | [12 empty] | 5134.24 | 5134.24 |  | 0 | [23 empty] | 5134.24 | 120 | 10 | Boilers, building plant and scientific equipment |  | N |  | N |  | N |  | N |  | N | Prior to FY1415=NOT required
E00288 | 03-04 | 2003-07-01 12:00 | 2013-07-01 |  | University Funded | University Funded |  |  | Spectometer | Tandem Mass Spectometer | MIB Building | MIB Building | [5 empty] | 0 | FLS | Life Sciences |  |  | 3b3 | 3. Materials Characterisation | B. Spectrometry | 3. Mass Spectrometry | [5 empty] | LC10010 | LC10010 | 9011 | AA00158 | 6522 | 9013 | 00 | 100000 | 100000 | 0 | 0 | 0 | 100000 | [12 empty] | 100000 | 100000 |  | 0 | [23 empty] | 100000 | 120 | 10 | Boilers, building plant and scientific equipment |  | N |  | N |  | N |  | N |  | N | Prior to FY1415=NOT required
E00289 | 03-04 | 2003-07-01 12:00 | 2013-07-01 |  | University Funded | University Funded |  |  | Zetasizer Nano-s | Zetasizer Nano-s | Sackville St Building G12 Bio Physics Lab | Sackville Street Building | [6 empty] | EPS | SEAES | [7 empty] | yes | 2016-07-01 | Confirmed by Vikki Fellows with signed verification form | as per FY1516 YrEnd Verification & Impairments Exercise in Jul'16 | LC10012 | LC10012 | 9011 | AA11154 | 6522 | 9013 | 00 | 20000 | 20000 | 0 | 0 | 0 | 20000 | [12 empty] | 20000 | 20000 |  | 0 | [23 empty] | 20000 | 120 | 10 | Boilers, building plant and scientific equipment |  | N |  | N |  | N |  | N |  | Y | Prior to FY1415=NOT required
E00290 | 02-03 | 2002-07-01 12:00 | 2012-07-01 |  | University Funded | University Funded |  |  | Spark Eroder | Spark Eroder | Sackville St building Royce lab A26 | Sackville Street Building | John Atkinson |  |  |  |  | 0 | EPS | MACE | [11 empty] | LC10021 | LC10021 | 9011 | AA01508 | 6522 | 9013 | 00 | 5756.88 | 5756.88 | 0 | 0 | 0 | 5756.88 | [12 empty] | 5756.88 | 5756.88 |  | 0 | [23 empty] | 5756.88 | 120 | 10 | Boilers, building plant and scientific equipment |  | N |  | N |  | N |  | N |  | N | Prior to FY1415=NOT required
E00292 | 02-03 | 2002-07-01 12:00 | 2012-07-01 |  | University Funded | University Funded | Nidek Technologies | ConfoScan 3 | microscope | Nidek confoscan 3 confocal microscope | [7 empty] | 0 | FLS | Life Sciences |  |  | 3d1 | 3. Materials Characterisation | D. Optical Microscopy | 1. Confocal | [5 empty] | LC10010 | LC10010 | 9011 | AA00158 | 6522 | 9013 | 00 | 35995 | 35995 | 0 | 0 | 0 | 35995 | [12 empty] | 35995 | 35995 |  | 0 | [23 empty] | 35995 | 120 | 10 | Boilers, building plant and scientific equipment |  | N |  | N |  | N |  | N |  | N | Prior to FY1415=NOT required
E00293 | 02-03 | 2002-07-01 12:00 | 2012-07-01 |  | University Funded | University Funded | Malvern | CEMIST HYDRO 2000MU | CEMIST HYDRO 2000MU | CEMIST HYDRO 2000MU | Liz Davenport |  | Liz Davenport | Liz Davenport | 1 Good | 2 Good | 2 General purpose research | 0.3 | EPS | CEAS |  |  | 3M1 | 3. Materials Characterisation | M. Physical Properties | 1. Particle Size Analysis |  | yes | 2015-07-01 | GARY BURNS | as per Jun'15 verification exercise for FY14-15 YrEnd | LC10017 | LC10017 | 9011 | AA02827 | 6522 | 9013 | 00 | 5029.21 | 5029.21 | 0 | 0 | 0 | 5029.21 | [12 empty] | 5029.21 | 5029.21 |  | 0 | [23 empty] | 5029.21 | 120 | 10 | Boilers, building plant and scientific equipment |  | N |  | N |  | N |  | N |  | Y
E00294 | 02-03 | 2002-07-01 12:00 | 2012-07-01 |  | University Funded | University Funded | Branscan | B2000 | Offline Measuring System | Branscan B2000 Offline Measuring System | J/A31 The Mill | The Mill | [5 empty] | 0 | EPS | CEAS | [7 empty] | yes | 2015-07-01 | GARY BURNS | as per Jun'15 verification exercise for FY14-15 YrEnd | LC10017 | LC10017 | 9011 | AA02827 | 6522 | 9013 | 00 | 8347.48 | 8347.48 | 0 | 0 | 0 | 8347.48 | [12 empty] | 8347.48 | 8347.48 |  | 0 | [23 empty] | 8347.48 | 120 | 10 | Boilers, building plant and scientific equipment |  | N |  | N |  | N |  | N |  | Y
E00296 | 02-03 | 2002-07-01 12:00 | 2012-07-01 |  | University Funded | University Funded | Aerodyne |  | Aerodyne c-TOF Mass Spectrometer Rack | Aerodyne c-TOF Mass Spectrometer Rack | On Aircraft |  | Paul Williams | Hugh Coe | 1 Good | 1 State of art | 1 Dedicated to particular experiment | 0 | EPS | SEAES |  |  | 3B3 | 3. Materials Characterisation | B. Spectrometry | 3. Mass Spectrometry |  | yes | 2016-07-01 | Confirmed by Vikki Fellows with signed verification form | as per FY1516 YrEnd Verification & Impairments Exercise in Jul'16 | LC10012 | LC10012 | 9011 | AA11154 | 6522 | 9013 | 00 | 157500 | 157500 | 0 | 0 | 0 | 157500 | [12 empty] | 157500 | 157500 |  | 0 | [23 empty] | 157500 | 120 | 10 | Boilers, building plant and scientific equipment |  | N |  | N |  | N |  | N |  | Y | Prior to FY1415=NOT required
E00297 | 02-03 | 2002-07-01 12:00 | 2012-07-01 |  | University Funded | University Funded |  |  | Traverse for wind tunnel | Traverse for wind tunnel | George Begg Building A4 | George Begg Building | Andy Kennaugh |  |  |  |  | 0 | EPS | MACE | [11 empty] | LC10021 | LC10021 | 9011 | AA01508 | 6522 | 9013 | 00 | 13512.5 | 13512.5 | 0 | 0 | 0 | 13512.5 | [12 empty] | 13512.5 | 13512.5 |  | 0 | [23 empty] | 13512.5 | 120 | 10 | Boilers, building plant and scientific equipment |  | N |  | N |  | N |  | N |  | N | Prior to FY1415=NOT required
E00300 | 02-03 | 2002-07-01 12:00 | 2012-07-01 |  | University Funded | University Funded |  |  | KNF Pumps | KNF Pumps | School request write off | [7 empty] | EPS | Chemistry | [11 empty] | LC10011 | LC10011 | 9011 | AA06215 | 6522 | 9013 | 00 | 6880.62 | 6880.62 | 0 | 0 | 0 | 6880.62 | [12 empty] | 6880.62 | 6880.62 |  | 0 | [23 empty] | 6880.62 | 120 | 10 | Boilers, building plant and scientific equipment |  | N |  | N |  | N |  | N |  | N | Prior to FY1415=NOT required
E00301 | 02-03 | 2002-07-01 12:00 | 2012-07-01 |  | University Funded | University Funded | Matheson |  | Hydrogen Generator | Hydrogen Generator | B23 JACKSON MILL | Morton Laboratory | Liz Davenport | Liz Davenport | 1 Good | 2 Good | 2 General purpose research | 0 | EPS | CEAS |  | GCMShttp://www.chemistry.manchester.ac.uk/research/facilities/ | [5 empty] | yes | 2015-07-01 | GARY BURNS | as per Jun'15 verification exercise for FY14-15 YrEnd | LC10017 | LC10017 | 9011 | AA02827 | 6522 | 9013 | 00 | 5987.15 | 5987.15 | 0 | 0 | 0 | 5987.15 | [12 empty] | 5987.15 | 5987.15 |  | 0 | [23 empty] | 5987.15 | 120 | 10 | Boilers, building plant and scientific equipment |  | N |  | N |  | N |  | N |  | Y
E00302 | 02-03 | 2002-07-01 12:00 | 2012-07-01 |  | University Funded | University Funded |  |  | Ultrasonic Sonicator | Ultrasonic Sonicator | D47 The Mill | [6 empty] | 0 | EPS | CEAS | [7 empty] | yes | 2015-07-01 | GARY BURNS | as per Jun'15 verification exercise for FY14-15 YrEnd | LC10017 | LC10017 | 9011 | AA02827 | 6522 | 9013 | 00 | 5110.96 | 5110.96 | 0 | 0 | 0 | 5110.96 | [12 empty] | 5110.96 | 5110.96 |  | 0 | [23 empty] | 5110.96 | 120 | 10 | Boilers, building plant and scientific equipment |  | N |  | N |  | N |  | N |  | Y
E00303 | 02-03 | 2002-07-01 12:00 | 2012-07-01 |  | University Funded | University Funded | Bruker | Avance III 400MHz | Bruker 400 Inv 4020770 | 400MHz NMR Spectrometer | MIB Building | MIB Building | Barbara Gore | Barbara Gore | 3 Adequate | 2 General purpose research | 3 Research and Teaching | 0 | FLS | Life Sciences |  | http://www.mib.ac.uk/research/facilities/nmr | 3c1 | 3. Materials Characterisation | C. Imaging | 1. Magnetic Resonance | [5 empty] | LC10010 | LC10010 | 9011 | AA00158 | 6522 | 9013 | 00 | 343750 | 343750 | 0 | 0 | 0 | 343750 | [12 empty] | 343750 | 343750 |  | 0 | [23 empty] | 343750 | 120 | 10 | Boilers, building plant and scientific equipment |  | N |  | N |  | N |  | N |  | N | Prior to FY1415=NOT required
E00304 | 01-02 | 2001-08-01 12:00 | 2011-08-01 |  | University Funded | University Funded | Accent |  | Megazoom oscilloscope | Megazoom oscilloscop | Sackville St Building D9 & D10 Teaching labs | Sackville Street Building | Bruce Hamilton | Bruce Hamilton | 1 Good | 2 Good | 3 Research and Teaching | 0 | EPS | EEE |  |  | 4b4 | 4. Sample Measurement/Analysis | B. Electronic | 4. Oscilloscope |  | yes | 2015-07-01 | Verified by Bruce Hamilton | as per Jun'15 verification exercise for FY14-15 YrEnd | LC10020 | LC10020 | 9011 | LC10020 | 6522 | 9013 | 00 | 32771.01 | 32771.01 | 0 | 0 | 0 | 32771.01 | [12 empty] | 32771.01 | 32771.01 |  | 0 | [23 empty] | 32771.01 | 120 | 10 | Boilers, building plant and scientific equipment |  | N |  | N |  | N |  | N |  | Y
E00305 | 01-02 | 2001-08-01 12:00 | 2011-08-01 |  | University Funded | University Funded |  |  | Basic SRT kit | Basic SRT kit | Sackville St Building G Floor roof lab | Sackville Street Building | Jian Lu | Jian Lu | 1 Good | 2 Good | 2 General purpose research | 0.3 | EPS | Physics | [9 empty] | Data confirmed as part of data cleanse exercise (March 2015). Asset not physically verified. |  | LC10012 | LC10012 | 9011 | LC10012 | 6522 | 9013 | 00 | 12045.7 | 12045.7 | 0 | 0 | 0 | 12045.7 | [12 empty] | 12045.7 | 12045.7 |  | 0 | [23 empty] | 12045.7 | 120 | 10 | Boilers, building plant and scientific equipment |  | N |  | N |  | N |  | N |  | N | Prior to FY1415=NOT required
E00306 | 04-05 | 2004-07-01 12:00 | 2014-07-01 |  | Part Funded | HEFCE |  |  | No information | No information | School request write off | [7 empty] | EPS | Chemistry | [11 empty] | LC10011 | LC10011 | 9011 | AA06215 | 6521 | 9013 | 10 | 40051 | 40051 | 0 | 0 | 0 | 40051 | [12 empty] | 40051 | 40051 |  | 0 | [23 empty] | 40051 | 120 | 10 | Boilers, building plant and scientific equipment |  | N |  | N |  | N |  | N |  | N | Prior to FY1415=NOT required
E00307 | 03-04 | 2004-08-01 18:00 | 2009-08-01 |  | Part Funded | HEFCE |  |  | server | Broadberry - Rackmount server | Sackville St Building H21 Astro physics | Sackville Street Building | [6 empty] | EPS | SEAES | [7 empty] | yes | 2016-07-01 | Confirmed by Vikki Fellows with signed verification form | as per FY1516 YrEnd Verification & Impairments Exercise in Jul'16 | JPH0231 | LE00105 | 9011 | LC10012 | 6521 | 9013 | 10 | 11952.43 | 11952.43 | 0 | 0 | 0 | 11952.43 | [12 empty] | 11952.43 | 11952.43 |  | 0 | [23 empty] | 11952.43 | 60 | 5 | Mainframe computers & propriety software |  | N |  | N |  | N |  | N |  | Y | Prior to FY1415=NOT required
E00308 | 03-04 | 2004-08-01 18:00 | 2009-08-01 |  | Part Funded | HEFCE | Agilent |  | Agilent Network GC system | Agilent Network GC system | E57 The Mill | MIB Building | [5 empty] | 0 | EPS | CEAS | [7 empty] | yes | 2015-07-01 | GARY BURNS | as per Jun'15 verification exercise for FY14-15 YrEnd | JCE2908 | LE00012 | 9011 | LC10017 | 6521 | 9013 | 10 | 230714.76 | 230714.76 | 0 | 0 | 0 | 230714.76 | [12 empty] | 230714.76 | 230714.76 |  | 0 | [23 empty] | 230714.76 | 60 | 5 | Mainframe computers & propriety software |  | N |  | N |  | N |  | N |  | Y
E00309 | 03-04 | 2004-08-01 18:00 | 2009-08-01 |  | Part Funded | HEFCE | Formulaction | Turbiscan TLAb | Turbiscan TLAB Thermo | Turbiscan TLAB Thermo | Mill G2 | The Mill | James Winterburn | Alistair Martin | 1 Good | 2 Good | 3 Research and Teaching | 0 | EPS | CEAS |  |  | 3K5 | 3. Materials Characterisation | K. Mechanical Properties | 5. Tribometer |  | yes | 2015-07-01 | GARY BURNS | as per Jun'15 verification exercise for FY14-15 YrEnd | JCE2908 | LE00012 | 9011 | LC10017 | 6521 | 9013 | 10 | 25336.02 | 25336.02 | 0 | 0 | 0 | 25336.02 | [12 empty] | 25336.02 | 25336.02 |  | 0 | [23 empty] | 25336.02 | 60 | 5 | Mainframe computers & propriety software |  | N |  | N |  | N |  | N |  | Y
E00310 | 03-04 | 2004-08-01 18:00 | 2009-08-01 |  | Part Funded | HEFCE |  |  | Image capture | Image capture and analysis suite | D46 Jackson Mill | The Mill | Ghazala Sadiq | Roger Davey | 1 Good | 2 Good | 2 General purpose research | 0 | EPS | CEAS | [7 empty] | yes | 2015-07-01 | GARY BURNS | as per Jun'15 verification exercise for FY14-15 YrEnd | JCE2908 | LE00012 | 9011 | LC10017 | 6521 | 9013 | 10 | 18761.54 | 18761.54 | 0 | 0 | 0 | 18761.54 | [12 empty] | 18761.54 | 18761.54 |  | 0 | [23 empty] | 18761.54 | 60 | 5 | Mainframe computers & propriety software |  | N |  | N |  | N |  | N |  | Y
E00311 | 03-04 | 2003-07-01 12:00 | 2013-07-01 |  | Part Funded | HEFCE | TSI | 3010 | Condensation particle counter | Condensation particle counter | G6 Aerosol laboratory |  | Mike Flynn | Martin Gallagher | 1 Good | 2 Good | 1 Dedicated to particular experiment | 0 | EPS | SEAES |  |  | 3M1 | 3. Materials Characterisation | M. Physical Properties | 1. Particle Size Analysis |  | yes | 2016-07-01 | Confirmed by Vikki Fellows with signed verification form | as per FY1516 YrEnd Verification & Impairments Exercise in Jul'16 | LC10012 | LC10012 | 9011 | AA11154 | 6521 | 9013 | 10 | 17017.32 | 17017.32 | 0 | 0 | 0 | 17017.32 | [12 empty] | 17017.32 | 17017.32 |  | 0 | [23 empty] | 17017.32 | 120 | 10 | Boilers, building plant and scientific equipment |  | N |  | N |  | N |  | N |  | Y | Prior to FY1415=NOT required
E00312 | 03-04 | 2003-07-01 12:00 | 2013-07-01 |  | Part Funded | HEFCE | TSI |  | condensation particle counter/aerodynamic | TSI - condensation particle counter/aerodynamic | G6 Aerosol laboratory |  | Paul Williams | Paul Williams |  |  |  | 0 | EPS | SEAES |  |  | 3M1 | 3. Materials Characterisation | M. Physical Properties | 1. Particle Size Analysis |  | yes | 2016-07-01 | Confirmed by Vikki Fellows with signed verification form | as per FY1516 YrEnd Verification & Impairments Exercise in Jul'16 | LC10012 | LC10012 | 9011 | AA11154 | 6521 | 9013 | 10 | 16217.12 | 16217.12 | 0 | 0 | 0 | 16217.12 | [12 empty] | 16217.12 | 16217.12 |  | 0 | [23 empty] | 16217.12 | 120 | 10 | Boilers, building plant and scientific equipment |  | N |  | N |  | N |  | N |  | Y | Prior to FY1415=NOT required
E00313 | 03-04 | 2003-07-01 12:00 | 2013-07-01 |  | Part Funded | HEFCE | DMT | AIMMS 20 | AIMMS 20 | Aventech Research - AIMMS 20 | installed on NCAS UFAM Research Cessna |  | Mike Flynn | Martin Gallagher | 1 Good | 1 State of art | 1 Dedicated to particular experiment | 0 | EPS | SEAES |  |  | 4J7 | 4. Sample Measurement/Analysis | J. Field Deployable | 7. Weather |  | yes | 2016-07-01 | Confirmed by Vikki Fellows with signed verification form | as per FY1516 YrEnd Verification & Impairments Exercise in Jul'16 | LC10012 | LC10012 | 9011 | AA11154 | 6521 | 9013 | 10 | 13730 | 13730 | 0 | 0 | 0 | 13730 | [12 empty] | 13730 | 13730 |  | 0 | [23 empty] | 13730 | 120 | 10 | Boilers, building plant and scientific equipment |  | N |  | N |  | N |  | N |  | Y | Prior to FY1415=NOT required
E00314 | 03-04 | 2003-07-01 12:00 | 2013-07-01 |  | Part Funded | HEFCE |  |  | Trailer conversion | Trailer conversion | Chem tech yard |  | Mike Flynn | Geraint Vaughan |  |  |  | 0 | EPS | SEAES |  |  | 6D8 | 6. Infrastructure | D. Laboratory | 8. Field Deployable |  | yes | 2016-07-01 | Confirmed by Vikki Fellows with signed verification form | as per FY1516 YrEnd Verification & Impairments Exercise in Jul'16 | LC10012 | LC10012 | 9011 | AA11154 | 6521 | 9013 | 10 | 11513.75 | 11513.75 | 0 | 0 | 0 | 11513.75 | [12 empty] | 11513.75 | 11513.75 |  | 0 | [23 empty] | 11513.75 | 120 | 10 | Boilers, building plant and scientific equipment |  | N |  | N |  | N |  | N |  | Y | Prior to FY1415=NOT required
E00315 | 03-04 | 2003-07-01 12:00 | 2013-07-01 |  | Part Funded | HEFCE |  |  | NCAS UFAM Instrument | NCAS UFAM Instrument | Chem tech yard |  |  | Martin Gallagher | 2 Adequate | 2 Good | 1 Dedicated to particular experiment | 0 | EPS | SEAES | [7 empty] | yes | 2016-07-01 | Confirmed by Vikki Fellows with signed verification form | as per FY1516 YrEnd Verification & Impairments Exercise in Jul'16 | LC10012 | LC10012 | 9011 | AA11154 | 6521 | 9013 | 10 | 11369.83 | 11369.83 | 0 | 0 | 0 | 11369.83 | [12 empty] | 11369.83 | 11369.83 |  | 0 | [23 empty] | 11369.83 | 120 | 10 | Boilers, building plant and scientific equipment |  | N |  | N |  | N |  | N |  | Y | Prior to FY1415=NOT required
E00316 | 03-04 | 2003-07-01 12:00 | 2013-07-01 |  | Part Funded | HEFCE |  |  | Mobile trailer | Mobile trailer/Lab | Chem tech yard |  | Mike Flynn | Martin Gallagher | 2 Adequate | 2 Good | 1 Dedicated to particular experiment | 0 | EPS | SEAES |  |  | 6D8 | 6. Infrastructure | D. Laboratory | 8. Field Deployable |  | yes | 2016-07-01 | Confirmed by Vikki Fellows with signed verification form | as per FY1516 YrEnd Verification & Impairments Exercise in Jul'16 | LC10012 | LC10012 | 9011 | AA11154 | 6521 | 9013 | 10 | 6744.18 | 6744.18 | 0 | 0 | 0 | 6744.18 | [12 empty] | 6744.18 | 6744.18 |  | 0 | [23 empty] | 6744.18 | 120 | 10 | Boilers, building plant and scientific equipment |  | N |  | N |  | N |  | N |  | Y | Prior to FY1415=NOT required
E00317 | 03-04 | 2003-07-01 12:00 | 2013-07-01 |  | Part Funded | HEFCE | Scintec |  | Flat array sodar | Biral - Flat array sodar | Pariser Roof lab above the Mason Centre | Pariser Building | Mike Flynn | Martin Gallagher | 3 Poor - Inoperable | 3 Adequate | 4 Not used in past year | 1 | EPS | SEAES |  |  | 4H3 | 4. Sample Measurement/Analysis | H. Acoustic | 3. Audio |  | yes | 2016-07-01 | Confirmed by Vikki Fellows with signed verification form | as per FY1516 YrEnd Verification & Impairments Exercise in Jul'16 | LC10012 | LC10012 | 9011 | AA11154 | 6521 | 9013 | 10 | 1729.37 | 1729.37 | 0 | 0 | 0 | 1729.37 | [12 empty] | 1729.37 | 1729.37 |  | 0 | [23 empty] | 1729.37 | 120 | 10 | Boilers, building plant and scientific equipment |  | N |  | N |  | N |  | N |  | Y | Prior to FY1415=NOT required
E00318 | 03-04 | 2003-07-01 12:00 | 2013-07-01 |  | Part Funded | HEFCE |  |  | Esteem workstation | Esteem workstation | PSI Alan Turing Building | Alan Turing Building | Andrew Murray | Andrew Murray | 1 Good | 2 Good | 2 General purpose research | 0.1 | EPS | Physics |  |  | 6A3 | 6. Infrastructure | A. IT | 3. Workstation |  |  |  | Data confirmed as part of data cleanse exercise (March 2015). Asset not physically verified. |  | LC10012 | LC10012 | 9011 | AA06253 | 6521 | 9013 | 10 | 8289.9 | 8289.9 | 0 | 0 | 0 | 8289.9 | [12 empty] | 8289.9 | 8289.9 |  | 0 | [23 empty] | 8289.9 | 120 | 10 | Boilers, building plant and scientific equipment |  | N |  | N |  | N |  | N |  | N | Prior to FY1415=NOT required
E00319 | 03-04 | 2003-07-01 12:00 | 2013-07-01 |  | Part Funded | HEFCE |  |  | laser | Dual Quantum cascade laser/imaging | Pariser Building | Pariser Building | [5 empty] | 0 | EPS | MACE | [11 empty] | LC10021 | LC10021 | 9011 | AA01508 | 6521 | 9013 | 10 | 163213.93 | 163213.93 | 0 | 0 | 0 | 163213.93 | [12 empty] | 163213.93 | 163213.93 |  | 0 | [23 empty] | 163213.93 | 120 | 10 | Boilers, building plant and scientific equipment |  | N |  | N |  | N |  | N |  | N | Prior to FY1415=NOT required
E00320 | 03-04 | 2003-07-01 12:00 | 2013-07-01 |  | Part Funded | HEFCE | TSI |  | Condensation particle counter | TSI - Condensation particle counter/aerodynamic | Pariser Building | Pariser Building | [5 empty] | 0 | EPS | MACE | [11 empty] | LC10021 | LC10021 | 9011 | AA01508 | 6521 | 9013 | 10 | 50558.03 | 50558.03 | 0 | 0 | 0 | 50558.03 | [12 empty] | 50558.03 | 50558.03 |  | 0 | [23 empty] | 50558.03 | 120 | 10 | Boilers, building plant and scientific equipment |  | N |  | N |  | N |  | N |  | N | Prior to FY1415=NOT required
E00321 | 03-04 | 2003-07-01 12:00 | 2013-07-01 |  | Part Funded | HEFCE |  |  | Flat array sodar | Biral - Flat array sodar | Pariser Building roof | Pariser Building | Adrian Bell |  |  |  |  | 0 | EPS | MACE | [11 empty] | LC10021 | LC10021 | 9011 | AA01508 | 6521 | 9013 | 10 | 33053.67 | 33053.67 | 0 | 0 | 0 | 33053.67 | [12 empty] | 33053.67 | 33053.67 |  | 0 | [23 empty] | 33053.67 | 120 | 10 | Boilers, building plant and scientific equipment |  | N |  | N |  | N |  | N |  | N | Prior to FY1415=NOT required
E00322 | 03-04 | 2003-07-01 12:00 | 2013-07-01 |  | Part Funded | HEFCE |  |  | Tilting flume | Tilting flume | Pariser Building (Tilting Flumes) Fluids lab room A8 | Pariser Building | Peter Stansby |  | 1 Good | 1 State of art | 1 Dedicated to particular experiment | 0 | EPS | MACE | [11 empty] | LC10021 | LC10021 | 9011 | AA01508 | 6521 | 9013 | 10 | 15532.16 | 15532.16 | 0 | 0 | 0 | 15532.16 | [12 empty] | 15532.16 | 15532.16 |  | 0 | [23 empty] | 15532.16 | 120 | 10 | Boilers, building plant and scientific equipment |  | N |  | N |  | N |  | N |  | N | Prior to FY1415=NOT required
E00323 | 03-04 | 2003-07-01 12:00 | 2013-07-01 |  | Part Funded | HEFCE |  |  | Sarena - 2 flumes | Sarena - 2 flumes | Pariser Building (Tilting Flumes) Fluids lab room A8 | Pariser Building |  |  | 1 Good | 1 State of art | 1 Dedicated to particular experiment | 0 | EPS | MACE | [11 empty] | LC10021 | LC10021 | 9011 | AA01508 | 6521 | 9013 | 10 | 12362.32 | 12362.32 | 0 | 0 | 0 | 12362.32 | [12 empty] | 12362.32 | 12362.32 |  | 0 | [23 empty] | 12362.32 | 120 | 10 | Boilers, building plant and scientific equipment |  | N |  | N |  | N |  | N |  | N | Prior to FY1415=NOT required
E00324 | 03-04 | 2003-07-01 12:00 | 2013-07-01 |  | Part Funded | HEFCE |  |  | Tilting flume | Tilting flume | Pariser Building (Tilting Flumes) Fluids lab room A8 | Pariser Building | Peter Stansby |  | 1 Good | 1 State of art | 1 Dedicated to particular experiment | 0 | EPS | MACE | [11 empty] | LC10021 | LC10021 | 9011 | AA01508 | 6521 | 9013 | 10 | 9367.41 | 9367.41 | 0 | 0 | 0 | 9367.41 | [12 empty] | 9367.41 | 9367.41 |  | 0 | [23 empty] | 9367.41 | 120 | 10 | Boilers, building plant and scientific equipment |  | N |  | N |  | N |  | N |  | N | Prior to FY1415=NOT required
E00325 | 03-04 | 2003-07-01 12:00 | 2013-07-01 |  | Part Funded | HEFCE |  |  | Flume test rig pumps | Flume test rig pumps | Pariser Building (Tilting Flumes) Fluids lab room A8 | Pariser Building | Peter Stansby |  | 1 Good | 1 State of art | 1 Dedicated to particular experiment | 0 | EPS | MACE | [11 empty] | LC10021 | LC10021 | 9011 | AA01508 | 6521 | 9013 | 10 | 8349.77 | 8349.77 | 0 | 0 | 0 | 8349.77 | [12 empty] | 8349.77 | 8349.77 |  | 0 | [23 empty] | 8349.77 | 120 | 10 | Boilers, building plant and scientific equipment |  | N |  | N |  | N |  | N |  | N | Prior to FY1415=NOT required
E00326 | 03-04 | 2003-07-01 12:00 | 2013-07-01 |  | Part Funded | HEFCE |  |  | Laser Diode Nitric Oxide Detec | Laser Diode Nitric Oxide Detec | Pariser Building | Pariser Building | [5 empty] | 0 | EPS | MACE | [11 empty] | LC10021 | LC10021 | 9011 | AA01508 | 6521 | 9013 | 10 | 7584 | 7584 | 0 | 0 | 0 | 7584 | [12 empty] | 7584 | 7584 |  | 0 | [23 empty] | 7584 | 120 | 10 | Boilers, building plant and scientific equipment |  | N |  | N |  | N |  | N |  | N | Prior to FY1415=NOT required
E00327 | 03-04 | 2003-07-01 12:00 | 2013-07-01 |  | Part Funded | HEFCE |  |  | Flume test rigs | Flume test rigs | Pariser Building (Tilting Flumes) Fluids lab room A8 | Pariser Building | Peter Stansby |  | 1 Good | 1 State of art | 1 Dedicated to particular experiment | 0 | EPS | MACE | [11 empty] | LC10021 | LC10021 | 9011 | AA01508 | 6521 | 9013 | 10 | 5964.12 | 5964.12 | 0 | 0 | 0 | 5964.12 | [12 empty] | 5964.12 | 5964.12 |  | 0 | [23 empty] | 5964.12 | 120 | 10 | Boilers, building plant and scientific equipment |  | N |  | N |  | N |  | N |  | N | Prior to FY1415=NOT required
E00328 | 03-04 | 2003-07-01 12:00 | 2013-07-01 |  | Part Funded | HEFCE | Varian | GC CP3800 | Varian - GC CP3800 and combipal A/S | Varian - GC CP3800 and combipal A/S | The Mill B23 | Morton Laboratory | Liz Davenport | Liz Davenport | 2 Adequate | 3 Adequate | 3 Research and Teaching | 0.1 | EPS | CEAS |  |  | 3L5 | 3. Materials Characterisation | L. Chemical Analysis | 5. Chromatography |  | yes | 2015-07-01 | GARY BURNS | as per Jun'15 verification exercise for FY14-15 YrEnd | LC10045 | LC10045 | 9011 | AA02827 | 6521 | 9013 | 10 | 45639.36 | 45639.36 | 0 | 0 | 0 | 45639.36 | [12 empty] | 45639.36 | 45639.36 |  | 0 | [23 empty] | 45639.36 | 120 | 10 | Boilers, building plant and scientific equipment |  | N |  | N |  | N |  | N |  | Y
E00329 | 03-04 | 2003-07-01 12:00 | 2013-07-01 |  | Part Funded | HEFCE | Agilent |  | Bench top GCMS | Bench top GCMS | The Mill B23 | MIB Building | Liz Davenport | Liz Davenport | 1 Good | 2 Good | 2 General purpose research | 0.2 | EPS | CEAS |  |  | 3L5 | 3. Materials Characterisation | L. Chemical Analysis | 5. Chromatography |  | yes | 2015-07-01 | GARY BURNS | as per Jun'15 verification exercise for FY14-15 YrEnd | LC10017 | LC10017 | 9011 | AA02827 | 6521 | 9013 | 10 | 88350.76 | 88350.76 | 0 | 0 | 0 | 88350.76 | [12 empty] | 88350.76 | 88350.76 |  | 0 | [23 empty] | 88350.76 | 120 | 10 | Boilers, building plant and scientific equipment |  | N |  | N |  | N |  | N |  | Y
E00330 | 03-04 | 2003-07-01 12:00 | 2013-07-01 |  | Part Funded | HEFCE | Varian |  | Auto liquid chromatograph | Auto liquid chromatograph | The Mill B23 | MIB Building | Liz Davenport | Liz Davenport |  |  |  | 0 | EPS | CEAS |  |  | 3L5 | 3. Materials Characterisation | L. Chemical Analysis | 5. Chromatography |  | yes | 2015-07-01 | GARY BURNS | as per Jun'15 verification exercise for FY14-15 YrEnd | LC10017 | LC10017 | 9011 | AA02827 | 6521 | 9013 | 10 | 81444.82 | 81444.82 | 0 | 0 | 0 | 81444.82 | [12 empty] | 81444.82 | 81444.82 |  | 0 | [23 empty] | 81444.82 | 120 | 10 | Boilers, building plant and scientific equipment |  | N |  | N |  | N |  | N |  | Y
E00331 | 03-04 | 2003-07-01 12:00 | 2013-07-01 |  | Part Funded | HEFCE | Shimadzu |  | Spectro-Photometer | Spectro-Photometer | The Mill B23 | Morton Laboratory | Liz Davenport | Liz Davenport | 1 Good | 2 Good | 3 Research and Teaching | 0.5 | EPS | CEAS |  |  | 3B1 | 3. Materials Characterisation | B. Spectrometry | 1. Spectrophotometry |  | yes | 2015-07-01 | GARY BURNS | as per Jun'15 verification exercise for FY14-15 YrEnd | LC10017 | LC10017 | 9011 | AA02827 | 6521 | 9013 | 10 | 52790.54 | 52790.54 | 0 | 0 | 0 | 52790.54 | [12 empty] | 52790.54 | 52790.54 |  | 0 | [23 empty] | 52790.54 | 120 | 10 | Boilers, building plant and scientific equipment |  | N |  | N |  | N |  | N |  | Y
E00332 | 03-04 | 2003-07-01 12:00 | 2013-07-01 |  | Part Funded | HEFCE |  |  | Krypton Lamps | Krypton Lamps | [7 empty] | 0 | EPS | CEAS | [9 empty] | Verified as part of data cleanse exercise (March 2015) |  | LC10017 | LC10017 | 9011 | AA02827 | 6521 | 9013 | 10 | 42180.63 | 42180.63 | 0 | 0 | 0 | 42180.63 | [12 empty] | 42180.63 | 42180.63 |  | 0 | [23 empty] | 42180.63 | 120 | 10 | Boilers, building plant and scientific equipment |  | N |  | N |  | N |  | N |  | N | Prior to FY1415=NOT required
E00333 | 03-04 | 2003-07-01 12:00 | 2013-07-01 |  | Part Funded | HEFCE | CE Instruments |  | Mercury Intrusion System | Mercury Intrusion System | The Mill B23 | Morton Laboratory | Liz Davenport | Liz Davenport | 1 Good | 2 Good | 2 General purpose research | 0.2 | EPS | CEAS |  |  | 3M1 | 3. Materials Characterisation | M. Physical Properties | 1. Particle Size Analysis |  | yes | 2015-07-01 | GARY BURNS | as per Jun'15 verification exercise for FY14-15 YrEnd | LC10017 | LC10017 | 9011 | AA02827 | 6521 | 9013 | 10 | 25905.94 | 25905.94 | 0 | 0 | 0 | 25905.94 | [12 empty] | 25905.94 | 25905.94 |  | 0 | [23 empty] | 25905.94 | 120 | 10 | Boilers, building plant and scientific equipment |  | N |  | N |  | N |  | N |  | Y
E00334 | 03-04 | 2003-07-01 12:00 | 2013-07-01 |  | Part Funded | HEFCE |  |  | Spectro-Photometer | Spectro-Photometer | E6 Morton Lab | Morton Laboratory | [6 empty] | EPS | CEAS | [9 empty] | Verified as part of data cleanse exercise (March 2015) |  | LC10017 | LC10017 | 9011 | AA02827 | 6521 | 9013 | 10 | 17846.31 | 17846.31 | 0 | 0 | 0 | 17846.31 | [12 empty] | 17846.31 | 17846.31 |  | 0 | [23 empty] | 17846.31 | 120 | 10 | Boilers, building plant and scientific equipment |  | N |  | N |  | N |  | N |  | N | Prior to FY1415=NOT required
E00335 | 03-04 | 2003-07-01 12:00 | 2013-07-01 |  | Part Funded | HEFCE | Halcyonics |  | halcyonics vibration tables | 3 halcyonics vibration tables | two tables in D43, third table in D47 |  | Ghazala Sadiq | Roger Davey | 1 Good | 2 Good | 2 General purpose research | 0.6 | EPS | CEAS | [7 empty] | yes | 2015-07-01 | GARY BURNS | as per Jun'15 verification exercise for FY14-15 YrEnd | LC10017 | LC10017 | 9011 | AA02827 | 6521 | 9013 | 10 | 16013.32 | 16013.32 | 0 | 0 | 0 | 16013.32 | [12 empty] | 16013.32 | 16013.32 |  | 0 | [23 empty] | 16013.32 | 120 | 10 | Boilers, building plant and scientific equipment |  | N |  | N |  | N |  | N |  | Y
E00336 | 03-04 | 2003-07-01 12:00 | 2013-07-01 |  | Part Funded | HEFCE |  |  | Cryostream cooler | Cryostream cooler | Xray, Chemistry Dept | [6 empty] | 0 | EPS | CEAS | [9 empty] | Verified as part of data cleanse exercise (March 2015) |  | LC10017 | LC10017 | 9011 | AA02827 | 6521 | 9013 | 10 | 14409.46 | 14409.46 | 0 | 0 | 0 | 14409.46 | [12 empty] | 14409.46 | 14409.46 |  | 0 | [23 empty] | 14409.46 | 120 | 10 | Boilers, building plant and scientific equipment |  | N |  | N |  | N |  | N |  | N | Prior to FY1415=NOT required
E00337 | 03-04 | 2003-07-01 12:00 | 2013-07-01 |  | Part Funded | HEFCE | FEI | Quanta 200 | QUANTA200 scanning electron | QUANTA200 scanning electron | A13 jackson Mill | The Mill | Patrick Hill | Patrick Hill | 1 Good | 2 Good | 3 Research and Teaching | 0 | EPS | CEAS |  |  | 3E1 | 3. Materials Characterisation | E. Electron/Ion Microscopy | 1. Scanning |  | yes | 2015-07-01 | GARY BURNS | as per Jun'15 verification exercise for FY14-15 YrEnd | LC10017 | LC10017 | 9011 | AA02827 | 6521 | 9013 | 10 | 10845.95 | 10845.95 | 0 | 0 | 0 | 10845.95 | [12 empty] | 10845.95 | 10845.95 |  | 0 | [23 empty] | 10845.95 | 120 | 10 | Boilers, building plant and scientific equipment |  | N |  | N |  | N |  | N |  | Y
E00338 | 03-04 | 2003-07-01 12:00 | 2013-07-01 |  | Part Funded | HEFCE |  |  | Image capture analysis suite | Image capture analysis suite | D46 Jackson Mill | The Mill | Ghazala Sadiq | Roger Davey |  |  |  | 0 | EPS | CEAS | [7 empty] | yes | 2015-07-01 | GARY BURNS | as per Jun'15 verification exercise for FY14-15 YrEnd | LC10017 | LC10017 | 9011 | AA02827 | 6521 | 9013 | 10 | 8692.76 | 8692.76 | 0 | 0 | 0 | 8692.76 | [12 empty] | 8692.76 | 8692.76 |  | 0 | [23 empty] | 8692.76 | 120 | 10 | Boilers, building plant and scientific equipment |  | N |  | N |  | N |  | N |  | Y
E00339 | 02-03 | 2002-07-01 12:00 | 2012-07-01 |  | Part Funded | HEFCE | Shimatronic | Flat Knitting Machine | FLAT KNITTING MACHINE | USED SHIMATRONIC COMPUTERISED FULLY AUTOMATIC FLAT KNITTING MACHINE | Sackville Street Building A35k | Sackville Street Building | Edward Lay | Prasad Potluri |  |  |  | 0 | EPS | Materials |  |  | 1J1 | 1. Process Equipment – Physical | J. Textiles | 1. Textiles Production | [5 empty] | LC10018 | LC10018 | 9011 | AA01910 | 6521 | 9013 | 10 | 47000 | 47000 | 0 | 0 | 0 | 47000 | [12 empty] | 47000 | 47000 |  | 0 | [23 empty] | 47000 | 120 | 10 | Boilers, building plant and scientific equipment |  | N |  | N |  | N |  | N |  | N | Prior to FY1415=NOT required
E00340 | 02-03 | 2002-07-01 12:00 | 2012-07-01 |  | Part Funded | HEFCE | TSI | ADA-100 | Droplet analyser | Droplet analyser | Stored at FAAM Cranfield |  | Mike Flynn | Martin Gallagher | 2 Adequate | 1 State of art | 2 General purpose research | 0.5 | EPS | SEAES |  | FGAMhttp://www.ncas.ac.uk/fgam/ | 3M1 | 3. Materials Characterisation | M. Physical Properties | 1. Particle Size Analysis |  | yes | 2016-07-01 | Confirmed by Vikki Fellows with signed verification form | as per FY1516 YrEnd Verification & Impairments Exercise in Jul'16 | LC10012 | LC10012 | 9011 | AA11154 | 6521 | 9013 | 10 | 137823.05 | 137823.05 | 0 | 0 | 0 | 137823.05 | [12 empty] | 137823.05 | 137823.05 |  | 0 | [23 empty] | 137823.05 | 120 | 10 | Boilers, building plant and scientific equipment |  | N |  | N |  | N |  | N |  | Y | Prior to FY1415=NOT required
E00341 | 02-03 | 2002-07-01 12:00 | 2012-07-01 |  | Part Funded | HEFCE | FEI | Tecnai F30 | Microscope | Tecnai F30 Transmission Electron Microscope | Materials Science Building A13 | Materials Science Building | Ursel Bangert | Grace Burke | 1 Good | 2 Good | 3 Research and Teaching | 0.3 | EPS | Materials |  | Electron Microscopy | 3E3 | 3. Materials Characterisation | E. Electron/Ion Microscopy | 3. Transmission |  | yes | 2015-07-01 | PAUL JORDAN/JOHN GOODIER | as per Jun'15 verification exercise for FY14-15 YrEnd | LC10018 | LC10018 | 9011 | AA01910 | 6521 | 9013 | 10 | 1004177.01 | 1004177.01 | 0 | 0 | 0 | 1004177.01 | [12 empty] | 1004177.01 | 1004177.01 |  | 0 | [23 empty] | 1004177.01 | 120 | 10 | Boilers, building plant and scientific equipment |  | N |  | N |  | N |  | N |  | Y
E00342 | 02-03 | 2002-07-01 12:00 | 2012-07-01 |  | Part Funded | HEFCE | FEI | Tecnai F30 | Microscope | Tecnai F30 Transmission Electron Microscope | Materials Science Building A13 | Materials Science Building | Ursel Bangert | Grace Burke | 1 Good | 2 Good | 3 Research and Teaching | 0.3 | EPS | Materials |  | Electron Microscopy | 3E3 | 3. Materials Characterisation | E. Electron/Ion Microscopy | 3. Transmission |  | yes | 2015-07-01 | PAUL JORDAN/JOHN GOODIER | as per Jun'15 verification exercise for FY14-15 YrEnd | LC10018 | LC10018 | 9011 | AA01910 | 6521 | 9013 | 10 | 836814.17 | 836814.17 | 0 | 0 | 0 | 836814.17 | [12 empty] | 836814.17 | 836814.17 |  | 0 | [23 empty] | 836814.17 | 120 | 10 | Boilers, building plant and scientific equipment |  | N |  | N |  | N |  | N |  | Y
E00343 | 02-03 | 2002-07-01 12:00 | 2012-07-01 |  | Part Funded | HEFCE | FEI | Tecnai F30 | Microscope | Tecnai F30 Transmission Electron Microscope | Materials Science Building A13 | Materials Science Building | Ursel Bangert | Grace Burke | 1 Good | 2 Good | 3 Research and Teaching | 0.3 | EPS | Materials |  | Electron Microscopy | 3E3 | 3. Materials Characterisation | E. Electron/Ion Microscopy | 3. Transmission |  | yes | 2015-07-01 | PAUL JORDAN/JOHN GOODIER | as per Jun'15 verification exercise for FY14-15 YrEnd | LC10018 | LC10018 | 9011 | AA01910 | 6521 | 9013 | 10 | 502088.5 | 502088.5 | 0 | 0 | 0 | 502088.5 | [12 empty] | 502088.5 | 502088.5 |  | 0 | [23 empty] | 502088.5 | 120 | 10 | Boilers, building plant and scientific equipment |  | N |  | N |  | N |  | N |  | Y
E00344 | 02-03 | 2002-07-01 12:00 | 2012-07-01 |  | Part Funded | HEFCE | FEI | Tecnai F30 | Microscope | Tecnai F30 Transmission Electron Microscope | Materials Science Building A13 | Materials Science Building | Ursel Bangert | Grace Burke | 1 Good | 2 Good | 3 Research and Teaching | 0.3 | EPS | Materials |  | Electron Microscopy | 3E3 | 3. Materials Characterisation | E. Electron/Ion Microscopy | 3. Transmission |  | yes | 2015-07-01 | PAUL JORDAN/JOHN GOODIER | as per Jun'15 verification exercise for FY14-15 YrEnd | LC10018 | LC10018 | 9011 | AA01910 | 6521 | 9013 | 10 | 167362.83 | 167362.83 | 0 | 0 | 0 | 167362.83 | [12 empty] | 167362.83 | 167362.83 |  | 0 | [23 empty] | 167362.83 | 120 | 10 | Boilers, building plant and scientific equipment |  | N |  | N |  | N |  | N |  | Y
E00345 | 02-03 | 2002-07-01 12:00 | 2012-07-01 |  | Part Funded | HEFCE | Varian/Agilent |  | LC MS MS (TQ) system | LC MS MS (TQ) system | The Mill B23 | Morton Laboratory | Liz Davenport | Liz Davenport | 1 Good | 2 Good | 3 Research and Teaching | 0.3 | EPS | CEAS | [7 empty] | yes | 2015-07-01 | GARY BURNS | as per Jun'15 verification exercise for FY14-15 YrEnd | LC10045 | LC10045 | 9011 | AA02827 | 6521 | 9013 | 10 | 223623.07 | 223623.07 | 0 | 0 | 0 | 223623.07 | [12 empty] | 223623.07 | 223623.07 |  | 0 | [23 empty] | 223623.07 | 120 | 10 | Boilers, building plant and scientific equipment |  | N |  | N |  | N |  | N |  | Y
E00346 | 02-03 | 2002-07-01 12:00 | 2012-07-01 |  | Part Funded | HEFCE | Perkin Elmer |  | ICP MS system | ICP MS system | F1 Jackson Mill | Morton Laboratory | Beth Willneff | Sven Schroeder |  |  |  | 0 | EPS | CEAS | [7 empty] | yes | 2015-07-01 | GARY BURNS | as per Jun'15 verification exercise for FY14-15 YrEnd | LC10045 | LC10045 | 9011 | AA02827 | 6521 | 9013 | 10 | 160480.71 | 160480.71 | 0 | 0 | 0 | 160480.71 | [12 empty] | 160480.71 | 160480.71 |  | 0 | [23 empty] | 160480.71 | 120 | 10 | Boilers, building plant and scientific equipment |  | N |  | N |  | N |  | N |  | Y
E00347 | 02-03 | 2002-07-01 12:00 | 2012-07-01 |  | Part Funded | HEFCE |  |  | GC/MS/MS system | GC/MS/MS system | The Mill B23 | Morton Laboratory | Liz Davenport | Liz Davenport | 1 Good | 2 Good | 3 Research and Teaching | 0.5 | EPS | CEAS | [7 empty] | yes | 2015-07-01 | GARY BURNS | as per Jun'15 verification exercise for FY14-15 YrEnd | LC10045 | LC10045 | 9011 | AA02827 | 6521 | 9013 | 10 | 86650.44 | 86650.44 | 0 | 0 | 0 | 86650.44 | [12 empty] | 86650.44 | 86650.44 |  | 0 | [23 empty] | 86650.44 | 120 | 10 | Boilers, building plant and scientific equipment |  | N |  | N |  | N |  | N |  | Y
E00348 | 02-03 | 2002-07-01 12:00 | 2012-07-01 |  | Part Funded | HEFCE | Perkin Elmer |  | Laser | Laser ablation system 213 mm | F1 Jackson Mill | The Mill | Beth Willneff | Sven Schroeder |  |  |  | 0 | EPS | CEAS | [7 empty] | yes | 2015-07-01 | GARY BURNS | as per Jun'15 verification exercise for FY14-15 YrEnd | LC10045 | LC10045 | 9011 | AA02827 | 6521 | 9013 | 10 | 72519.29 | 72519.29 | 0 | 0 | 0 | 72519.29 | [12 empty] | 72519.29 | 72519.29 |  | 0 | [23 empty] | 72519.29 | 120 | 10 | Boilers, building plant and scientific equipment |  | N |  | N |  | N |  | N |  | Y
E00349 | 02-03 | 2002-07-01 12:00 | 2012-07-01 |  | Part Funded | HEFCE |  |  | spectrometer | Fluorescence spectrometer | F6 Jackson mill | The Mill | Eric Warburton | Krishna Persaud | 1 Good | 2 Good | 2 General purpose research | 0.75 | EPS | CEAS |  |  | 3A7 | 3. Materials Characterisation | A. Spectroscopy | 7. Fluorescence |  | yes | 2015-07-01 | GARY BURNS | as per Jun'15 verification exercise for FY14-15 YrEnd | LC10045 | LC10045 | 9011 | AA02827 | 6521 | 9013 | 10 | 55337.39 | 55337.39 | 0 | 0 | 0 | 55337.39 | [12 empty] | 55337.39 | 55337.39 |  | 0 | [23 empty] | 55337.39 | 120 | 10 | Boilers, building plant and scientific equipment |  | N |  | N |  | N |  | N |  | Y
E00350 | 02-03 | 2002-07-01 12:00 | 2012-07-01 |  | Part Funded | HEFCE |  |  | Spectrometer | Lambda 35 UV/VI's Spectrometer | F7 Jackson mill | The Mill | Krishna Persaud | Krishna Persaud | 3 Poor - Inoperable | 4 No longer adequate | 3 Research and Teaching | 0 | EPS | CEAS | [7 empty] | yes | 2015-07-01 | GARY BURNS | as per Jun'15 verification exercise for FY14-15 YrEnd | LC10045 | LC10045 | 9011 | AA02827 | 6521 | 9013 | 10 | 21372.6 | 21372.6 | 0 | 0 | 0 | 21372.6 | [12 empty] | 21372.6 | 21372.6 |  | 0 | [23 empty] | 21372.6 | 120 | 10 | Boilers, building plant and scientific equipment |  | N |  | N |  | N |  | N |  | Y
E00351 | 02-03 | 2002-07-01 12:00 | 2012-07-01 |  | Part Funded | HEFCE |  |  | Hydrogen, Nitrogen air generator | Hydrogen, Nitrogen air generator | The Mill B23 | Morton Laboratory | Liz Davenport | Liz Davenport | 1 Good | 2 Good | 3 Research and Teaching | 0 | EPS | CEAS | [7 empty] | yes | 2015-07-01 | GARY BURNS | as per Jun'15 verification exercise for FY14-15 YrEnd | LC10045 | LC10045 | 9011 | AA02827 | 6521 | 9013 | 10 | 21191.29 | 21191.29 | 0 | 0 | 0 | 21191.29 | [12 empty] | 21191.29 | 21191.29 |  | 0 | [23 empty] | 21191.29 | 120 | 10 | Boilers, building plant and scientific equipment |  | N |  | N |  | N |  | N |  | Y
E00352 | 02-03 | 2002-07-01 12:00 | 2012-07-01 |  | Part Funded | HEFCE |  |  | spectrometer | Perkin Elmer spectrometer | F6 Jackson mill | The Mill | [6 empty] | EPS | CEAS | [9 empty] | Verified as part of data cleanse exercise (March 2015) |  | LC10045 | LC10045 | 9011 | AA02827 | 6521 | 9013 | 10 | 18379.95 | 18379.95 | 0 | 0 | 0 | 18379.95 | [12 empty] | 18379.95 | 18379.95 |  | 0 | [23 empty] | 18379.95 | 120 | 10 | Boilers, building plant and scientific equipment |  | N |  | N |  | N |  | N |  | N | Prior to FY1415=NOT required
E00353 | 02-03 | 2002-07-01 12:00 | 2012-07-01 |  | Part Funded | HEFCE | Accent |  | Base model spectral | RPM Base model spectral | B22 SSB (ref J Sly) | Sackville Street Building | Mo Missous | Mo Missous | 1 Good | 1 State of art | 3 Research and Teaching | 0.1 | EPS | EEE |  |  | 3a4 | 3. Materials Characterisation | A. Spectroscopy | 4. Optical | [5 empty] | LC10020 | LC10020 | 9011 | AA01195 | 6521 | 9013 | 10 | 103623.75 | 103623.75 | 0 | 0 | 0 | 103623.75 | [12 empty] | 103623.75 | 103623.75 |  | 0 | [23 empty] | 103623.75 | 120 | 10 | Boilers, building plant and scientific equipment |  | N |  | N |  | N |  | N |  | N | Prior to FY1415=NOT required
E00355 | 02-03 | 2002-07-01 12:00 | 2012-07-01 |  | Part Funded | HEFCE |  |  | Doppler system | Doppler system |  |  | Shahla Khan | Krishna Persaud | 2 Adequate | 3 Adequate | 3 Teaching and Research | 0.5 | EPS | CEAS |  |  | 4H1 | 4. Sample Measurement/Analysis | H. Acoustic | 1. Doppler |  |  |  | Verified as part of data cleanse exercise (March 2015) |  | LC10017 | LC10017 | 9011 | AA02827 | 6521 | 9013 | 10 | 204999.9 | 204999.9 | 0 | 0 | 0 | 204999.9 | [12 empty] | 204999.9 | 204999.9 |  | 0 | [23 empty] | 204999.9 | 120 | 10 | Boilers, building plant and scientific equipment |  | N |  | N |  | N |  | N |  | N | Prior to FY1415=NOT required
E00356 | 02-03 | 2002-07-01 12:00 | 2012-07-01 |  | Part Funded | HEFCE |  |  | RAMAN system | RAMAN system | D46 Jackson Mill | The Mill | Ghazala Sadiq | Roger Davey | 1 Good | 2 Good | 2 General purpose research | 0 | EPS | CEAS |  |  | 3A1 | 3. Materials Characterisation | A. Spectroscopy | 1. Raman |  | yes | 2015-07-01 | GARY BURNS | as per Jun'15 verification exercise for FY14-15 YrEnd | LC10017 | LC10017 | 9011 | AA02827 | 6521 | 9013 | 10 | 99416.63 | 99416.63 | 0 | 0 | 0 | 99416.63 | [12 empty] | 99416.63 | 99416.63 |  | 0 | [23 empty] | 99416.63 | 120 | 10 | Boilers, building plant and scientific equipment |  | N |  | N |  | N |  | N |  | Y
E00357 | 02-03 | 2002-07-01 12:00 | 2012-07-01 |  | Part Funded | HEFCE | Malvern Ins | CEMIST Masteriser and Zetasiser | CEMIST Masteriser and Zetasiser systems | CEMIST Masteriser and Zetasiser systems | The MILL B23 | Morton Laboratory | Liz Davenport | Liz Davenport | 1 Good | 3 Adequate | 3 Research and Teaching | 0.6 | EPS | CEAS |  |  | 3M1 | 3. Materials Characterisation | M. Physical Properties | 1. Particle Size Analysis |  | yes | 2015-07-01 | GARY BURNS | as per Jun'15 verification exercise for FY14-15 YrEnd | LC10017 | LC10017 | 9011 | AA02827 | 6521 | 9013 | 10 | 70439.98 | 70439.98 | 0 | 0 | 0 | 70439.98 | [12 empty] | 70439.98 | 70439.98 |  | 0 | [23 empty] | 70439.98 | 120 | 10 | Boilers, building plant and scientific equipment |  | N |  | N |  | N |  | N |  | Y
E00358 | 02-03 | 2002-07-01 12:00 | 2012-07-01 |  | Part Funded | HEFCE | Varian |  | ICP Package | ICP Package | E57 Jackson Mill | The Mill | Des Doocey | Liz Davenport | 1 Good | 2 Good | 3 Research and Teaching | 0.5 | EPS | CEAS |  |  | 3B1 | 3. Materials Characterisation | B. Spectrometry | 1. Spectrophotometry |  | yes | 2015-07-01 | GARY BURNS | as per Jun'15 verification exercise for FY14-15 YrEnd | LC10017 | LC10017 | 9011 | AA02827 | 6521 | 9013 | 10 | 69532.28 | 69532.28 | 0 | 0 | 0 | 69532.28 | [12 empty] | 69532.28 | 69532.28 |  | 0 | [23 empty] | 69532.28 | 120 | 10 | Boilers, building plant and scientific equipment |  | N |  | N |  | N |  | N |  | Y
E00359 | 02-03 | 2002-07-01 12:00 | 2012-07-01 |  | Part Funded | HEFCE |  |  | Water Sorption analysis system | Water Sorption analysis system and DVS video | D47 The Mill | The Mill | Ghazala Sadiq | Gordon Tiddy | 1 Good | 2 Good | 4 Not used in past year | 0.75 | EPS | CEAS |  |  | 3L3 | 3. Materials Characterisation | L. Chemical Analysis | 3. Liquid Analysis |  | yes | 2015-07-01 | GARY BURNS | as per Jun'15 verification exercise for FY14-15 YrEnd | LC10017 | LC10017 | 9011 | AA02827 | 6521 | 9013 | 10 | 52963.25 | 52963.25 | 0 | 0 | 0 | 52963.25 | [12 empty] | 52963.25 | 52963.25 |  | 0 | [23 empty] | 52963.25 | 120 | 10 | Boilers, building plant and scientific equipment |  | N |  | N |  | N |  | N |  | Y
E00360 | 02-03 | 2002-07-01 12:00 | 2012-07-01 |  | Part Funded | HEFCE |  |  | CEMIST Micro OSC analyser | CEMIST Micro OSC analyser | MIB | MIB Building | [5 empty] | 0 | EPS | CEAS | [7 empty] | yes | 2015-07-01 | GARY BURNS | as per Jun'15 verification exercise for FY14-15 YrEnd | LC10017 | LC10017 | 9011 | AA02827 | 6521 | 9013 | 10 | 50660.51 | 50660.51 | 0 | 0 | 0 | 50660.51 | [12 empty] | 50660.51 | 50660.51 |  | 0 | [23 empty] | 50660.51 | 120 | 10 | Boilers, building plant and scientific equipment |  | N |  | N |  | N |  | N |  | Y
E00361 | 02-03 | 2002-07-01 12:00 | 2012-07-01 |  | Part Funded | HEFCE |  |  | CEMIST Micro OSC analyser | CEMIST Micro OSC analyser | Material Science | Materials Science Building | [5 empty] | 0 | EPS | CEAS | [7 empty] | yes | 2015-07-01 | GARY BURNS | as per Jun'15 verification exercise for FY14-15 YrEnd | LC10017 | LC10017 | 9011 | AA02827 | 6521 | 9013 | 10 | 43281.24 | 43281.24 | 0 | 0 | 0 | 43281.24 | [12 empty] | 43281.24 | 43281.24 |  | 0 | [23 empty] | 43281.24 | 120 | 10 | Boilers, building plant and scientific equipment |  | N |  | N |  | N |  | N |  | Y
E00362 | 02-03 | 2002-07-01 12:00 | 2012-07-01 |  | Part Funded | HEFCE | TA Instruments | DSC Q100 Autosampler | DSC Q100 Autosampler MDSC and MFC | DSC Q100 Autosampler MDSC and MFC | The Mill B23 | Morton Laboratory | Liz Davenport | Liz Davenport | 3 Poor - Inoperable | 2 Good | 2 General purpose research | 0.5 | EPS | CEAS |  |  | 3M3 | 3. Materials Characterisation | M. Physical Properties | 3. Thermal |  | yes | 2015-07-01 | GARY BURNS | as per Jun'15 verification exercise for FY14-15 YrEnd | LC10017 | LC10017 | 9011 | AA02827 | 6521 | 9013 | 10 | 34572.34 | 34572.34 | 0 | 0 | 0 | 34572.34 | [12 empty] | 34572.34 | 34572.34 |  | 0 | [23 empty] | 34572.34 | 120 | 10 | Boilers, building plant and scientific equipment |  | N |  | N |  | N |  | N |  | Y
E00363 | 02-03 | 2002-07-01 12:00 | 2012-07-01 |  | Part Funded | HEFCE |  |  | ACT Peptide synthesiser model 90 | ACT Peptide synthesiser model 90 | [8 empty] | EPS | CEAS | [9 empty] | Verified as part of data cleanse exercise (March 2015) |  | LC10017 | LC10017 | 9011 | AA02827 | 6521 | 9013 | 10 | 25905.94 | 25905.94 | 0 | 0 | 0 | 25905.94 | [12 empty] | 25905.94 | 25905.94 |  | 0 | [23 empty] | 25905.94 | 120 | 10 | Boilers, building plant and scientific equipment |  | N |  | N |  | N |  | N |  | N | Prior to FY1415=NOT required
E00364 | 02-03 | 2002-07-01 12:00 | 2012-07-01 |  | Part Funded | HEFCE |  | Falcon X-Ray Microanalysis | EDAX Falcon System | EDAX Falcon System | E Floor jackson Mill | The Mill | Philip Martin | Philip Martin | 3 Poor - Inoperable |  | 4 Not used in past year | 0 | EPS | CEAS | [7 empty] | yes | 2015-07-01 | GARY BURNS | as per Jun'15 verification exercise for FY14-15 YrEnd | LC10017 | LC10017 | 9011 | AA02827 | 6521 | 9013 | 10 | 20185.91 | 20185.91 | 0 | 0 | 0 | 20185.91 | [12 empty] | 20185.91 | 20185.91 |  | 0 | [23 empty] | 20185.91 | 120 | 10 | Boilers, building plant and scientific equipment |  | N |  | N |  | N |  | N |  | Y
E00365 | 02-03 | 2002-07-01 12:00 | 2012-07-01 |  | Part Funded | HEFCE |  |  | KR125 | KR125 | MIB | MIB Building | [5 empty] | 0 | EPS | CEAS | [9 empty] | Verified as part of data cleanse exercise (March 2015) |  | LC10017 | LC10017 | 9011 | AA02827 | 6521 | 9013 | 10 | 13701.36 | 13701.36 | 0 | 0 | 0 | 13701.36 | [12 empty] | 13701.36 | 13701.36 |  | 0 | [23 empty] | 13701.36 | 120 | 10 | Boilers, building plant and scientific equipment |  | N |  | N |  | N |  | N |  | N | Prior to FY1415=NOT required
E00366 | 02-03 | 2002-07-01 12:00 | 2012-07-01 |  | Part Funded | HEFCE |  |  | Probes | Probes | [8 empty] | EPS | CEAS | [9 empty] | Verified as part of data cleanse exercise (March 2015) |  | LC10017 | LC10017 | 9011 | AA02827 | 6521 | 9013 | 10 | 13471.09 | 13471.09 | 0 | 0 | 0 | 13471.09 | [12 empty] | 13471.09 | 13471.09 |  | 0 | [23 empty] | 13471.09 | 120 | 10 | Boilers, building plant and scientific equipment |  | N |  | N |  | N |  | N |  | N | Prior to FY1415=NOT required
E00367 | 02-03 | 2002-07-01 12:00 | 2012-07-01 |  | Part Funded | HEFCE |  |  | French Press | French Press | MIB | MIB Building | [5 empty] | 0 | EPS | CEAS | [9 empty] | Verified as part of data cleanse exercise (March 2015) |  | LC10017 | LC10017 | 9011 | AA02827 | 6521 | 9013 | 10 | 13368.62 | 13368.62 | 0 | 0 | 0 | 13368.62 | [12 empty] | 13368.62 | 13368.62 |  | 0 | [23 empty] | 13368.62 | 120 | 10 | Boilers, building plant and scientific equipment |  | N |  | N |  | N |  | N |  | N | Prior to FY1415=NOT required
E00368 | 02-03 | 2002-07-01 12:00 | 2012-07-01 |  | Part Funded | HEFCE |  |  | CEMIST Reaction analysis system | CEMIST Reaction analysis system | D46 jackson Mill | The Mill | Ghazala Sadiq | Roger Davey | 1 Good | 2 Good | 2 General purpose research | 0 | EPS | CEAS |  |  | 3A2 | 3. Materials Characterisation | A. Spectroscopy | 2. Infra-Red |  | yes | 2015-07-01 | GARY BURNS | as per Jun'15 verification exercise for FY14-15 YrEnd | LC10017 | LC10017 | 9011 | AA02827 | 6521 | 9013 | 10 | 12378.44 | 12378.44 | 0 | 0 | 0 | 12378.44 | [12 empty] | 12378.44 | 12378.44 |  | 0 | [23 empty] | 12378.44 | 120 | 10 | Boilers, building plant and scientific equipment |  | N |  | N |  | N |  | N |  | Y
E00369 | 02-03 | 2002-07-01 12:00 | 2012-07-01 |  | Part Funded | HEFCE |  |  | Langmuirtrough | Langmuirtrough | MIB | The Mill |  | Aline Miller | 1 Good | 2 Good | 3 Research and Teaching | 0.5 | EPS | CEAS | [7 empty] | yes | 2015-07-01 | GARY BURNS | as per Jun'15 verification exercise for FY14-15 YrEnd | LC10017 | LC10017 | 9011 | AA02827 | 6521 | 9013 | 10 | 8347.47 | 8347.47 | 0 | 0 | 0 | 8347.47 | [12 empty] | 8347.47 | 8347.47 |  | 0 | [23 empty] | 8347.47 | 120 | 10 | Boilers, building plant and scientific equipment |  | N |  | N |  | N |  | N |  | Y
E00370 | 02-03 | 2002-07-01 12:00 | 2012-07-01 |  | Part Funded | HEFCE | Gilsonic | Autosiever | Gilsonic Autosiever | Gilsonic Autosiever | A34 Jackson Mill | The Mill | [5 empty] | 0 | EPS | CEAS | [7 empty] | yes | 2015-07-01 | GARY BURNS | as per Jun'15 verification exercise for FY14-15 YrEnd | LC10017 | LC10017 | 9011 | AA02827 | 6521 | 9013 | 10 | 6727.25 | 6727.25 | 0 | 0 | 0 | 6727.25 | [12 empty] | 6727.25 | 6727.25 |  | 0 | [23 empty] | 6727.25 | 120 | 10 | Boilers, building plant and scientific equipment |  | N |  | N |  | N |  | N |  | Y
E00378 | 05-06 | 2005-07-01 18:00 | 2010-07-01 |  | Part Funded | HEFCE | BMM Weston |  | BMM Weston Inv Y9967 - Steril for C14 HTM2010 | BMM Weston Inv Y9967 - Steril for C14 HTM2010 | 4.016 AVHill | A V Hill Building | Louise Hewitt | Louise Hewitt | 1 Good | 2 Good | 3 Research and Teaching | 0 | FLS | Life Sciences |  |  | 2d1 | 2. Process Equipment – Biological | D. Sterilisation | 1. Autoclave | [5 empty] | LC10054 | LC10054 | 9011 | LC10054 | 6521 | 9013 | 10 | 32189.08 | 32189.08 | 0 | 0 | 0 | 32189.08 | [12 empty] | 32189.08 | 32189.08 |  | 0 | [23 empty] | 32189.08 | 60 | 5 | Mainframe computers & propriety software |  | N |  | N |  | N |  | N |  | N | Prior to FY1415=NOT required
E00379 | 05-06 | 2005-07-01 18:00 | 2010-07-01 |  | Part Funded | HEFCE | AVA | Quick Separations | AVA quick separations | AVA quick separations and colour and materialise add ons | Sackville Street Building B46 | Sackville Street Building |  | Horiba |  |  |  | 0 | EPS | Materials | [11 empty] | LC10018 | LC10018 | 9011 | LC10018 | 6521 | 9013 | 10 | 64918.75 | 64918.75 | 0 | 0 | 0 | 64918.75 | [12 empty] | 64918.75 | 64918.75 |  | 0 | [23 empty] | 64918.75 | 60 | 5 | Mainframe computers & propriety software |  | N |  | N |  | N |  | N |  | N | Prior to FY1415=NOT required
E00380 | 05-06 | 2005-07-01 18:00 | 2010-07-01 |  | Part Funded | HEFCE | Horiba | GD-Profiler | GD-profiler glow discharge system | GD-profiler glow discharge system and monochromator | Materials Science Building D15 | Materials Science Building | Hong Liu | George Thompson | 1 Good | 1 State of art | 3 Research and Teaching | 0 | EPS | Materials |  |  | 3B1 | 3. Materials Characterisation | B. Spectrometry | 1. Spectrophotometry |  | yes | 2015-07-01 | PAUL JORDAN/JOHN GOODIER | as per Jun'15 verification exercise for FY14-15 YrEnd | LC10018 | LC10018 | 9011 | LC10018 | 6521 | 9013 | 10 | 36213.74 | 36213.74 | 0 | 0 | 0 | 36213.74 | [12 empty] | 36213.74 | 36213.74 |  | 0 | [23 empty] | 36213.74 | 60 | 5 | Mainframe computers & propriety software |  | N |  | N |  | N |  | N |  | Y
E00381 | 05-06 | 2005-08-01 12:00 | 2015-08-01 |  | Part Funded | HEFCE | DMT | SP2 | Droplet measurement | Droplet measurement - Digital data collection system | Sackville St Building - In Lab | Sackville Street Building | Mike Flynn | Hugh Coe | 1 Good | 1 State of art | 1 Dedicated to particular experiment | 0 | EPS | SEAES |  |  | 4D1 | 4. Sample Measurement/Analysis | D. Laser | 1. Characterisation |  | yes | 2016-07-01 | Confirmed by Vikki Fellows with signed verification form | as per FY1516 YrEnd Verification & Impairments Exercise in Jul'16 | LC10012 | LC10012 | 9011 | AA11154 | 6521 | 9013 | 10 | 73027.29 | 73027.29 | 0 | 0 | 0 | 73027.29 | [12 empty] | 73027.29 | 73027.29 |  | 0 | [23 empty] | 73027.29 | 120 | 10 | Boilers, building plant and scientific equipment |  | N |  | N |  | N |  | N | N/A - formula picking up Aug15 | Y | Prior to FY1415=NOT required
E00382 | 05-06 | 2005-08-01 12:00 | 2015-08-01 |  | Part Funded | HEFCE | DMT | CCN-100 | Droplet measurement | Droplet measurement - cloud condensation nuclei counter | Sackville St Building - In Lab | Sackville Street Building | Jamie Whitehead | Gordon McFiggans | 1 Good | 1 State of art | 1 Dedicated to particular experiment | 0 | EPS | SEAES |  |  | 4J7 | 4. Sample Measurement/Analysis | J. Field Deployable | 7. Weather |  | yes | 2016-07-01 | Confirmed by Vikki Fellows with signed verification form | as per FY1516 YrEnd Verification & Impairments Exercise in Jul'16 | LC10012 | LC10012 | 9011 | AA11154 | 6521 | 9013 | 10 | 15726.06 | 15726.06 | 0 | 0 | 0 | 15726.06 | [12 empty] | 15726.06 | 15726.06 |  | 0 | [23 empty] | 15726.06 | 120 | 10 | Boilers, building plant and scientific equipment |  | N |  | N |  | N |  | N | N/A - formula picking up Aug15 | Y | Prior to FY1415=NOT required
E00383 | 05-06 | 2005-08-01 12:00 | 2015-08-01 |  | Part Funded | HEFCE | DMT | CCN-100 | Droplet measurement | Droplet measurement - cloud condensation nuclei counter | Sackville St Building - In Lab | Sackville Street Building | Jamie Whitehead | Gordon McFiggans | 1 Good | 1 State of art | 1 Dedicated to particular experiment | 0 | EPS | SEAES |  |  | 4J7 | 4. Sample Measurement/Analysis | J. Field Deployable | 7. Weather |  | yes | 2016-07-01 | Confirmed by Vikki Fellows with signed verification form | as per FY1516 YrEnd Verification & Impairments Exercise in Jul'16 | LC10012 | LC10012 | 9011 | AA11154 | 6521 | 9013 | 10 | 15726.06 | 15726.06 | 0 | 0 | 0 | 15726.06 | [12 empty] | 15726.06 | 15726.06 |  | 0 | [23 empty] | 15726.06 | 120 | 10 | Boilers, building plant and scientific equipment |  | N |  | N |  | N |  | N | N/A - formula picking up Aug15 | Y | Prior to FY1415=NOT required
E00384 | 05-06 | 2005-08-01 12:00 | 2015-08-01 |  | Part Funded | HEFCE |  |  | SMCS Ltd | SMCS Ltd | Materials Science Building C1 | Materials Science Building | [5 empty] | 0 | EPS | Materials | [7 empty] | yes | 2015-07-01 | PAUL JORDAN/JOHN GOODIER | as per Jun'15 verification exercise for FY14-15 YrEnd | LC10018 | LC10018 | 9011 | AA01910 | 6521 | 9013 | 10 | 55812.5 | 55812.5 | 0 | 0 | 0 | 55812.5 | [12 empty] | 55812.5 | 55812.5 |  | 0 | [23 empty] | 55812.5 | 120 | 10 | Boilers, building plant and scientific equipment |  | N |  | N |  | N |  | N | N/A - formula picking up Aug15 | Y
E00385 | 05-06 | 2005-08-01 12:00 | 2015-08-01 |  | Part Funded | HEFCE |  |  | Throttling calorimter | Throttling calorimter | George Begg Building (R Prosser) | George Begg Building | [5 empty] | 0 | EPS | MACE | [11 empty] | LC10021 | LC10021 | 9011 | AA01508 | 6521 | 9013 | 10 | 26484.5 | 26484.5 | 0 | 0 | 0 | 26484.5 | [12 empty] | 26484.5 | 26484.5 |  | 0 | [23 empty] | 26484.5 | 120 | 10 | Boilers, building plant and scientific equipment |  | N |  | N |  | N |  | N | N/A - formula picking up Aug15 | N | Prior to FY1415=NOT required
E00386 | 04-05 | 2004-07-01 18:00 | 2009-07-01 |  | Part Funded | HEFCE | Dell | Powerhouse 4600 | server | Dell Powerhouse 4600 server | Sackville Street Building A35H | Sackville Street Building |  |  | 1 Good | 2 Good | 4 Not used in past year | 1 | EPS | Materials | [9 empty] | Data confirmed as part of data cleanse exercise (March 2015). Asset not physically verified. |  | LC10018 | LC10018 | 9011 | LC10018 | 6521 | 9013 | 10 | 6150 | 6150 | 0 | 0 | 0 | 6150 | [12 empty] | 6150 | 6150 |  | 0 | [23 empty] | 6150 | 60 | 5 | Mainframe computers & propriety software |  | N |  | N |  | N |  | N |  | N | Prior to FY1415=NOT required
E00387 | 04-05 | 2004-07-01 18:00 | 2009-07-01 |  | Part Funded | HEFCE |  |  | Laser | Laser lines dimension SST 3D printer | Sackville St Building (P Mativenga) Royce Lab Building A26 | Sackville Street Building | Paul Mativenga |  | 1 Good | 2 Good | 2 General purpose research | 0 | EPS | MACE | [11 empty] | LC10021 | LC10021 | 9011 | LC10021 | 6521 | 9013 | 10 | 29740 | 29740 | 0 | 0 | 0 | 29740 | [12 empty] | 29740 | 29740 |  | 0 | [23 empty] | 29740 | 60 | 5 | Mainframe computers & propriety software |  | N |  | N |  | N |  | N |  | N | Prior to FY1415=NOT required
E00389 | 04-05 | 2004-07-01 12:00 | 2014-07-01 |  | Part Funded | HEFCE |  |  | No information | No information | [8 empty] | MHS | School of Medicine | [10 empty] | cannot verified by MHS as this asset is classed as unknown asset due to insufficient information of the asset | LC10010 | LC10010 | 9011 | AA01416 | 6521 | 9013 | 10 | 20878.09 | 20878.09 | 0 | 0 | 0 | 20878.09 | [12 empty] | 20878.09 | 20878.09 |  | 0 | [23 empty] | 20878.09 | 120 | 10 | Boilers, building plant and scientific equipment |  | N |  | N |  | N |  | N |  | N | Prior to FY1415=NOT required
E00390 | 04-05 | 2004-07-01 12:00 | 2014-07-01 |  | Part Funded | HEFCE | Imagine Eyes | Aberrometer | Aberrometer | Imagine Eyes - Aberrometer and Medical PC | Moffat | Moffat Building | [5 empty] | 0 | FLS | Life Sciences |  |  | 6d2 | 6. Infrastructure | D. Laboratory | 2. Medical | [5 empty] | LC10010 | LC10010 | 9011 | AA00158 | 6521 | 9013 | 10 | 10064.37 | 10064.37 | 0 | 0 | 0 | 10064.37 | [12 empty] | 10064.37 | 10064.37 |  | 0 | [23 empty] | 10064.37 | 120 | 10 | Boilers, building plant and scientific equipment |  | N |  | N |  | N |  | N |  | N | Prior to FY1415=NOT required
E00391 | 04-05 | 2004-07-01 12:00 | 2014-07-01 |  | Part Funded | HEFCE | Birmingham Optical Group | Oculus Pentacam | Oculus Pentacam | Birmingham Optical Group - Oculus Pentacam | Moffat | Moffat Building | [5 empty] | 0 | FLS | Life Sciences |  |  | 6d2 | 6. Infrastructure | D. Laboratory | 2. Medical | [5 empty] | LC10010 | LC10010 | 9011 | AA00158 | 6521 | 9013 | 10 | 31087.13 | 31087.13 | 0 | 0 | 0 | 31087.13 | [12 empty] | 31087.13 | 31087.13 |  | 0 | [23 empty] | 31087.13 | 120 | 10 | Boilers, building plant and scientific equipment |  | N |  | N |  | N |  | N |  | N | Prior to FY1415=NOT required
E00392 | 04-05 | 2004-07-01 12:00 | 2014-07-01 |  | Part Funded | HEFCE |  |  | Agie Charmillies Mikron HSM 400 | Agie Charmillies Mikron HSM 400 | Sackville St Building (P Mativenga) Royce Lab Building A26 | Sackville Street Building | Paul Mativenga |  | 1 Good | 1 State of art | 1 Dedicated to particular experiment | 0 | EPS | MACE | [11 empty] | LC10021 | LC10021 | 9011 | AA01508 | 6521 | 9013 | 10 | 58212.77 | 58212.77 | 0 | 0 | 0 | 58212.77 | [12 empty] | 58212.77 | 58212.77 |  | 0 | [23 empty] | 58212.77 | 120 | 10 | Boilers, building plant and scientific equipment |  | N |  | N |  | N |  | N |  | N | Prior to FY1415=NOT required
E00393 | 06-07 | 2007-06-01 | 2011-06-01 |  | University Funded | University Funded | Continuum & Radiant Dyes | Powerlite II 8020, Narrowscan D-R 2400 & Narrowscan D-R 1800 (reversed) | D-R 2400 dye laser systems | Two Radiant Dyes Narrowscan D-R 2400 dye laser systems (S/N 1214, 1215) | Alan Turing Building G.306 | Alan Turing Building | PSI Director | Alisdair Macpherson |  |  |  | 0 | EPS | PSI |  | CLF NS4http://www.psi.manchester.ac.uk/index.html | 4D5 | 4. Sample Measurement/Analysis | D. Laser | 5. Nanosecond | [5 empty] | FB00033 | FB00033 | 9011 | LC10045 | 6522 | 9013 | 00 | 55801.1 | 55801.1 | 0 | 0 | 0 | 55801.1 | [12 empty] | 55801.1 | 55801.1 |  | 0 | [23 empty] | 55801.1 | 48 | 4 | Motor vehicles and other general equipment |  | N |  | N |  | N |  | N |  | N | Prior to FY1415=NOT required
E00393 | 09-10 | 2009-10-01 | 2013-10-01 |  | Part Funded | HEFCE | Continuum & Radiant Dyes | Powerlite II 8020, Narrowscan D-R 2400 & Narrowscan D-R 1800 (reversed) | D-R 2400 dye laser systems | Two Radiant Dyes Narrowscan D-R 2400 dye laser systems (S/N 1214, 1215) | Alan Turing Building G.306 | Alan Turing Building | PSI Director | Alisdair Macpherson |  |  |  | 0 | EPS | PSI |  | CLF NS4http://www.psi.manchester.ac.uk/index.html | 4D5 | 4. Sample Measurement/Analysis | D. Laser | 5. Nanosecond | [5 empty] | FB00033 | FB00033 | 9011 | AA06244 | 6521 | 9013 | 10 | 9765.19 | 9765.19 | 0 | 0 | 0 | 9765.19 | [12 empty] | 9765.19 | 9765.19 |  | 0 | [23 empty] | 9765.19 | 48 | 4 | Motor vehicles and other general equipment |  | N |  | N |  | N |  | N |  | N | Prior to FY1415=NOT required
E00394 | 06-07 | 2007-04-01 | 2011-04-01 |  | University Funded | University Funded | Brain Products | BrainAmp MR | BrainAmp MR PLUS 64 Channel Brain Products Modular EEG System & NordicNeuroLab Audio System | BrainAmp MR PLUS 64 Channel Brain Products Modular EEG System & NordicNeuroLab Audio System | [7 empty] | 0 | MHS | School of Medicine | 203878 | [10 empty] | FA00948 | FA00948 | 9011 | FA00948 | 6522 | 9013 | 00 | 73950 | 73950 | 0 | 0 | 0 | 73950 | [12 empty] | 73950 | 73950 |  | 0 | [23 empty] | 73950 | 48 | 4 | Motor vehicles and other general equipment |  | N |  | N |  | N |  | N |  | N | Prior to FY1415=NOT required
E00395 | 06-07 | 2007-08-01 | 2011-08-01 |  | University Funded | University Funded | Photometrics | CoolSNAP ES2 | CAMERA | COOLSNAP ES2 CAMERAS QUOTE ER108136R1 | [7 empty] | 0 | FLS | Life Sciences |  |  | 3c5 | 3. Materials Characterisation | C. Imaging | 5. In Vivo Fluorescence | [5 empty] | AA05786 | AA05786 | 9011 | LC10010 | 6522 | 9013 | 00 | 28998 | 28998 | 0 | 0 | 0 | 28998 | [12 empty] | 28998 | 28998 |  | 0 | [23 empty] | 28998 | 48 | 4 | Motor vehicles and other general equipment |  | N |  | N |  | N |  | N |  | N | Prior to FY1415=NOT required
E00396 | 09-10 | 2009-10-01 | 2013-10-01 |  | Part Funded | HEFCE | Continuum & Radiant Dyes | Powerlite II 8020, Narrowscan D-R 2400 & Narrowscan D-R 1800 (reversed) | Radiant Dyes Narrowscan D-R 1800 dye laser system (S/N 1212) | Nanosecond Laser System - Nd:YAG laser (S/N 4751-1) with SHG & THG pumping two dye lasers each with SHG (S/N 1212 & 1215) | Alan Turing Building 1.305 | Alan Turing Building | PSI Director | Alisdair Macpherson |  |  |  | 0 | EPS | PSI |  | CLF NS4http://www.psi.manchester.ac.uk/index.html | 4D5 | 4. Sample Measurement/Analysis | D. Laser | 5. Nanosecond | [5 empty] | FB00033 | FB00033 | 9011 | AA06244 | 6521 | 9013 | 10 | 5150.89 | 5150.89 | 0 | 0 | 0 | 5150.89 | [12 empty] | 5150.89 | 5150.89 |  | 0 | [23 empty] | 5150.89 | 48 | 4 | Motor vehicles and other general equipment |  | N |  | N |  | N |  | N |  | N | Prior to FY1415=NOT required
E00396 | 06-07 | 2007-08-01 | 2011-08-01 |  | University Funded | University Funded | Continuum & Radiant Dyes | Powerlite II 8020, Narrowscan D-R 2400 & Narrowscan D-R 1800 (reversed) | Radiant Dyes Narrowscan D-R 1800 dye laser system (S/N 1212) | Nanosecond Laser System - Nd:YAG laser (S/N 4751-1) with SHG & THG pumping two dye lasers each with SHG (S/N 1212 & 1215) | Alan Turing Building 1.305 | Alan Turing Building | PSI Director | Alisdair Macpherson |  |  |  | 0 | EPS | PSI |  | CLF NS4http://www.psi.manchester.ac.uk/index.html | 4D5 | 4. Sample Measurement/Analysis | D. Laser | 5. Nanosecond | [5 empty] | FB00033 | FB00033 | 9011 | LC10045 | 6522 | 9013 | 00 | 28059.87 | 28059.87 | 0 | 0 | 0 | 28059.87 | [12 empty] | 28059.87 | 28059.87 |  | 0 | [23 empty] | 28059.87 | 48 | 4 | Motor vehicles and other general equipment |  | N |  | N |  | N |  | N |  | N | Prior to FY1415=NOT required
E00397 | 06-07 | 2007-01-01 | 2011-01-01 |  | University Funded | University Funded | IBM |  | IBM Storage Solution | IBM Storage Solution | MIB Building G.001 | MIB Building | Janet England | Nigel Scrutton | 1 Good | 2 Good | 3 Research and Teaching | 0.5 | FLS | MIB | 323387 | Core | 6A2 | 6. Infrastructure | A. IT | 2. Storage | [5 empty] | WA00347 | WA00347 | 9011 | LC10045 | 6522 | 9013 | 00 | 54766.6 | 54766.6 | 0 | 0 | 0 | 54766.6 | [12 empty] | 54766.6 | 54766.6 |  | 0 | [23 empty] | 54766.6 | 48 | 4 | Motor vehicles and other general equipment |  | N |  | N |  | N |  | N |  | N | Prior to FY1415=NOT required
E00398 | 06-07 | 2006-08-01 | 2010-08-01 |  | University Funded | University Funded |  |  | No information | No information | School request write off | [7 empty] | EPS | Chemistry | [11 empty] | WA00250 | WA00250 | 9011 | LC10011 | 6522 | 9013 | 00 | 40957.35 | 40957.35 | 0 | 0 | 0 | 40957.35 | [12 empty] | 40957.35 | 40957.35 |  | 0 | [23 empty] | 40957.35 | 48 | 4 | Motor vehicles and other general equipment |  | N |  | N |  | N |  | N |  | N | Prior to FY1415=NOT required
E00400 | 06-07 | 2007-06-01 | 2011-06-01 |  | research | research |  |  | SGI Configuration | SGI Configuration | Kilburn Building computer Centre | Kilburn Building | Kevin Warren | Simon Pimblott | 1 Good | 2 Good | 1 Dedicated to particular experiment | 0 | EPS | Dalton Institute | 239840 | Dalton Cumbria Facility | 6a1 | 6. Infrastructure | A. IT | 1. Server |  | yes | 2016-07-01 | Confirmed by Vikki Fellows with signed verification form | as per FY1516 YrEnd Verification & Impairments Exercise in Jul'16 | R114867 | R114867 | 9011 | R114867 | 6520 | 9013 | 03 | 54000 | 54000 | 0 | 0 | 0 | 54000 | [12 empty] | 54000 | 54000 |  | 0 | [23 empty] | 54000 | 48 | 4 | Motor vehicles and other general equipment |  | N |  | N |  | N |  | N |  | Y
E00400 | 06-07 | 2007-06-01 | 2011-06-01 |  | Part Funded | University Funded |  |  | SGI Configuration | SGI Configuration | Kilburn Building computer Centre | Kilburn Building | Kevin Warren | Simon Pimblott | 1 Good | 2 Good | 1 Dedicated to particular experiment | 0 | EPS | Dalton Institute | 239840 | Dalton Cumbria Facility | 6a1 | 6. Infrastructure | A. IT | 1. Server |  | yes | 2016-07-01 | Confirmed by Vikki Fellows with signed verification form | as per FY1516 YrEnd Verification & Impairments Exercise in Jul'16 | FB00138 | FB00138 | 9011 | LA00642 | 6522 | 9013 | 00 | 54000 | 54000 | 0 | 0 | 0 | 54000 | [12 empty] | 54000 | 54000 |  | 0 | [23 empty] | 54000 | 48 | 4 | Motor vehicles and other general equipment |  | N |  | N |  | N |  | N |  | Y
E00402 | 06-07 | 2007-01-01 | 2011-01-01 |  | University Funded | University Funded |  |  | Microscopy Equipment | Microscopy Equipment | Michael Smith Building A-D Hub | Michael Smith Building | Alexander Smith |  |  |  |  | 0 | FLS | Life Sciences |  |  | 3d3 | 3. Materials Characterisation | D. Optical Microscopy | 3. Transmission | [5 empty] | LC10272 | LC10272 | 9011 | LC10010 | 6522 | 9013 | 00 | 812845.9 | 812845.9 | 0 | 0 | 0 | 812845.9 | [12 empty] | 812845.9 | 812845.9 |  | 0 | [23 empty] | 812845.9 | 48 | 4 | Motor vehicles and other general equipment |  | N |  | N |  | N |  | N |  | N | Prior to FY1415=NOT required
E00402 | 07-08 | 2007-11-01 | 2011-11-01 |  | University Funded | University Funded |  |  | Microscopy Equipment | Microscopy Equipment | Michael Smith Building A-D Hub | Michael Smith Building | Alexander Smith |  |  |  |  | 0 | FLS | Life Sciences |  |  | 3d3 | 3. Materials Characterisation | D. Optical Microscopy | 3. Transmission | [5 empty] | FB00014 | FB00014 | 9011 | AA00158 | 6522 | 9013 | 00 | 56767.43 | 56767.43 | 0 | 0 | 0 | 56767.43 | [12 empty] | 56767.43 | 56767.43 |  | 0 | [23 empty] | 56767.43 | 48 | 4 | Motor vehicles and other general equipment |  | N |  | N |  | N |  | N |  | N | Prior to FY1415=NOT required
E00404 | 06-07 | 2007-02-01 | 2011-02-01 |  | University Funded | University Funded | Li-Cor | Odyssey | Infared Imaging System | 9201 Odyssey Infared Imaging System | Stopford Building | Stopford Building | Stephen Whittaker |  |  |  |  | 0 | FLS | Life Sciences | 205805 |  | 3c3 | 3. Materials Characterisation | C. Imaging | 3. Infra-Red | [5 empty] | FA00949 | FA00949 | 9011 | LC10010 | 6522 | 9013 | 00 | 41650 | 41650 | 0 | 0 | 0 | 41650 | [12 empty] | 41650 | 41650 |  | 0 | [23 empty] | 41650 | 48 | 4 | Motor vehicles and other general equipment |  | N |  | N |  | N |  | N |  | N | Prior to FY1415=NOT required
E00406 | 06-07 | 2007-02-01 | 2011-02-01 |  | University Funded | University Funded | Continuum & Laservision | Powerlite II 8000OPO, Scorpion D064, custom KTP/KTA | LaserVision custom KTP/KTA OPO/OPA laser | Nanosecond Laser System - injection-seeded Nd:YAG laser (S/N 4840) pumping a narrow linewidth OPO/OPA laser (712-5000nm) with external DFG for mid-IR (4800-16000nm) | Alan Turing Building G306 | Alan Turing Building | PSI Director | Alisdair Macpherson |  |  |  | 0 | EPS | PSI |  | CLF NS8http://www.psi.manchester.ac.uk/index.html | 4D5 | 4. Sample Measurement/Analysis | D. Laser | 5. Nanosecond | [5 empty] | FB00033 | FB00033 | 9011 | LC10012 | 6522 | 9013 | 00 | 30371.26 | 30371.26 | 0 | 0 | 0 | 30371.26 | [12 empty] | 30371.26 | 30371.26 |  | 0 | [23 empty] | 30371.26 | 48 | 4 | Motor vehicles and other general equipment |  | N |  | N |  | N |  | N |  | N | Prior to FY1415=NOT required
E00407 | 06-07 | 2007-03-01 | 2011-03-01 |  | University Funded | University Funded |  |  | O7MFP119 UMA | O7MFP119 UMA | Stopford Building | Stopford Building | N Tirelli | N Tirelli | 1 Good | 2 Good | 3 Research and Teaching | 0.2 | MHS | Pharmacy | 208638 |  | 3F1 | 3. Materials Characterisation | F. Surface Probe Microscopy | 1. Atomic Force | [5 empty] | AD00205 | AD00205 | 9011 | LC10008 | 6522 | 9013 | 00 | 82170 | 82170 | 0 | 0 | 0 | 82170 | [12 empty] | 82170 | 82170 |  | 0 | [23 empty] | 82170 | 48 | 4 | Motor vehicles and other general equipment |  | N |  | N |  | N |  | N |  | N | Prior to FY1415=NOT required
E00408 | 06-07 | 2007-02-01 | 2011-02-01 |  | University Funded | University Funded | Continuum & Laservision | Powerlite II 8000OPO, Scorpion D064, custom KTP/KTA | Continuum Powerlite 8000OPO injection-seeded Nd:YAG laser | Nanosecond Laser System - injection-seeded Nd:YAG laser (S/N 4840) pumping a narrow linewidth OPO/OPA laser (712-5000nm) with external DFG for mid-IR (4800-16000nm) | Alan Turing Building G306 | Alan Turing Building | PSI Director | Alisdair Macpherson |  |  |  | 0 | EPS | PSI | 177470 | CLF NS8http://www.psi.manchester.ac.uk/index.html | 4D5 | 4. Sample Measurement/Analysis | D. Laser | 5. Nanosecond | [5 empty] | FB00033 | FB00033 | 9011 | LC10012 | 6522 | 9013 | 00 | 51000 | 51000 | 0 | 0 | 0 | 51000 | [12 empty] | 51000 | 51000 |  | 0 | [23 empty] | 51000 | 48 | 4 | Motor vehicles and other general equipment |  | N |  | N |  | N |  | N |  | N | Prior to FY1415=NOT required
E00410 | 06-07 | 2006-12-01 | 2010-12-01 |  | University Funded | University Funded | Carl Zeiss | EVO 50 | R & D EVO 50 | Ex R & D EVO 50 with Ex Demonstration Inca 250 EDS | Materials Science Building A9 | Materials Science Building | Shirley Zhong | Grace Burke | 1 Good | 2 Good | 3 Research and Teaching | 0.3 | EPS | Materials | 179529 | Electron Microscopyhttp://www.materials.manchester.ac.uk/research/facilities/electronmicroscopy/ | 3E1 | 3. Materials Characterisation | E. Electron/Ion Microscopy | 1. Scanning |  | yes | 2015-07-01 | PAUL JORDAN/JOHN GOODIER | as per Jun'15 verification exercise for FY14-15 YrEnd | AA01908 | AA01908 | 9011 | LC10018 | 6522 | 9013 | 00 | 263700 | 263700 | 0 | 0 | 0 | 263700 | [12 empty] | 263700 | 263700 |  | 0 | [23 empty] | 263700 | 48 | 4 | Motor vehicles and other general equipment |  | N |  | N |  | N |  | N |  | Y |  |  | 21.01.16: consolidated multiple lines to one as per the exercise of FAR Cleanse
E00410 | 07-08 | 2008-07-01 | 2012-07-01 |  | University Funded | University Funded | Carl Zeiss | EVO 50 | R & D EVO 50 | Ex R & D EVO 50 with Ex Demonstration Inca 250 EDS | Materials Science Building A9 | Materials Science Building | Shirley Zhong | Grace Burke | 1 Good | 2 Good | 3 Research and Teaching | 0.3 | EPS | Materials | 179529 | Electron Microscopyhttp://www.materials.manchester.ac.uk/research/facilities/electronmicroscopy/ | 3E1 | 3. Materials Characterisation | E. Electron/Ion Microscopy | 1. Scanning |  | yes | 2015-07-01 | PAUL JORDAN/JOHN GOODIER | as per Jun'15 verification exercise for FY14-15 YrEnd | AA01908 | AA01908 | 9011 | AA01910 | 6522 | 9013 | 00 | 64500 | 64500 | 0 | 0 | 0 | 64500 | [12 empty] | 64500 | 64500 |  | 0 | [23 empty] | 64500 | 48 | 4 | Motor vehicles and other general equipment |  | N |  | N |  | N |  | N |  | Y
E00413 | 06-07 | 2006-12-01 | 2010-12-01 |  | University Funded | University Funded |  |  | 5 Fly incubators | 5 Fly incubators as per QUOTE REF 111507-2MAN01 | Michael Smith Building B2206 | Michael Smith Building | Richard Preziosi | Richard Preziosi | 1 Good | 1 State of art | 2 General purpose research | 0 | FLS | Life Sciences | 157306 |  | 6d4 | 6. Infrastructure | D. Laboratory | 4. Vacuum | [5 empty] | AA04966 | AA04966 | 9011 | LC10010 | 6522 | 9013 | 00 | 25107.05 | 25107.05 | 0 | 0 | 0 | 25107.05 | [12 empty] | 25107.05 | 25107.05 |  | 0 | [23 empty] | 25107.05 | 48 | 4 | Motor vehicles and other general equipment |  | N |  | N |  | N |  | N |  | N | Prior to FY1415=NOT required
E00414 | 06-07 | 2006-12-01 | 2010-12-01 |  | University Funded | University Funded | Continuum & Sirah | Powerlite II 8000, Scorpion D064, PrecisionScan-LG-18SL, OPANIR & MIR | Continuum Powerlite 8000 injection-seeded Nd:YAG laser | Nanosecond Laser System - injection-seeded Nd:YAG laser (S/N 4791) with SHG pumping a dye laser (S/N 06/48/29), near-IR DFM & OPA (S/N 06/48/30) and mid-IR DFG (S/N 06/48/01) for 1400-4200nm and 4800-14000nm operation | Alan Turing Building 1.305 | Alan Turing Building | PSI Director | Alisdair Macpherson |  |  |  | 0 | EPS | PSI | 126285 | CLF NS7http://www.psi.manchester.ac.uk/index.html | 4D5 | 4. Sample Measurement/Analysis | D. Laser | 5. Nanosecond | [5 empty] | FB00033 | FB00033 | 9011 | LC10012 | 6522 | 9013 | 00 | 56000 | 56000 | 0 | 0 | 0 | 56000 | [12 empty] | 56000 | 56000 |  | 0 | [23 empty] | 56000 | 48 | 4 | Motor vehicles and other general equipment |  | N |  | N |  | N |  | N |  | N | Prior to FY1415=NOT required
E00415 | 06-07 | 2006-12-01 | 2010-12-01 |  | University Funded | University Funded | Tecan | Miniprep 75 | Liquid Handling Robot | 30001704 Miniprep 75/2 Liquid Handling Robot as per quote GM4006 | MIB Building (Flitsch/Turner) | MIB Building | Kirk Malone | Sabine Flitsch | 1 Good | 2 Good | 1 Dedicated to particular experiment | 0 | EPS | Chemistry | 136569 |  | 1h1 | 1. Process Equipment – Physical | H. Sample Manipulation | 1. Robot |  |  |  | Data confirmed as part of data cleanse exercise (March 2015). Asset not physically verified. |  | AA00678 | AA00678 | 9011 | LC10011 | 6522 | 9013 | 00 | 26997 | 26997 | 0 | 0 | 0 | 26997 | [12 empty] | 26997 | 26997 |  | 0 | [23 empty] | 26997 | 48 | 4 | Motor vehicles and other general equipment |  | N |  | N |  | N |  | N |  | N | Prior to FY1415=NOT required
E00416 | 06-07 | 2006-12-01 | 2010-12-01 |  | University Funded | University Funded | Continuum & Sirah | Powerlite II 8000, Scorpion D064, PrecisionScan-LG-18SL, OPANIR & MIR | Laser | Sirah PrecisionScan dye laser & NIR-OPA and MIR units | Alan Turing Building 1.305 | Alan Turing Building | PSI Director | Alisdair Macpherson |  |  |  | 0 | EPS | PSI | 126285 | CLF NS7http://www.psi.manchester.ac.uk/index.html | 4D5 | 4. Sample Measurement/Analysis | D. Laser | 5. Nanosecond | [5 empty] | FB00033 | FB00033 | 9011 | LC10012 | 6522 | 9013 | 00 | 31300 | 31300 | 0 | 0 | 0 | 31300 | [12 empty] | 31300 | 31300 |  | 0 | [23 empty] | 31300 | 48 | 4 | Motor vehicles and other general equipment |  | N |  | N |  | N |  | N |  | N | Prior to FY1415=NOT required
E00418 | 06-07 | 2006-10-01 | 2010-10-01 |  | University Funded | University Funded | Gatan | Orius SC1000B | CAMERA | GATAN ORIUS SC1000B CAMERA FOR CM200 | Materials Science Building A32 | Materials Science Building | Alan harvey | Grace Burke | 1 Good | 2 Good | 3 Research and Teaching | 0 | EPS | Materials | 126696 |  | 3E3 | 3. Materials Characterisation | E. Electron/Ion Microscopy | 3. Transmission |  | yes | 2015-07-01 | PAUL JORDAN/JOHN GOODIER | as per Jun'15 verification exercise for FY14-15 YrEnd | AA01928 | AA01928 | 9011 | LC10018 | 6522 | 9013 | 00 | 69912.5 | 69912.5 | 0 | 0 | 0 | 69912.5 | [12 empty] | 69912.5 | 69912.5 |  | 0 | [23 empty] | 69912.5 | 48 | 4 | Motor vehicles and other general equipment |  | N |  | N |  | N |  | N |  | Y
E00420 | 06-07 | 2006-09-01 | 2010-09-01 |  | University Funded | University Funded |  |  | PATHWAY 855 LAF | PATHWAY 855 LAF | Michael Smith Building | Michael Smith Building | Peter March |  |  |  |  | 0 | FLS | Life Sciences |  | Bioimaging Facility | 3c5 | 3. Materials Characterisation | C. Imaging | 5. In Vivo Fluorescence |  |  |  | Verified as part of data cleanse exercise (March 2015) |  | FB00014 | FB00014 | 9011 | LC10010 | 6522 | 9013 | 00 | 84794.26 | 84794.26 | 0 | 0 | 0 | 84794.26 | [12 empty] | 84794.26 | 84794.26 |  | 0 | [23 empty] | 84794.26 | 48 | 4 | Motor vehicles and other general equipment |  | N |  | N |  | N |  | N |  | N | Prior to FY1415=NOT required
E00421 | 06-07 | 2006-09-01 | 2010-09-01 |  | University Funded | University Funded | Olympus |  | OBJECTIVE 40X/340 OLYMP | OBJECTIVE 40X/340 OLYMP [14.0075] | Michael Smith Building | Michael Smith Building | [5 empty] | 0 | FLS | Life Sciences |  |  | 3d3 | 3. Materials Characterisation | D. Optical Microscopy | 3. Transmission | [5 empty] | FB00014 | FB00014 | 9011 | LC10010 | 6522 | 9013 | 00 | 28264.75 | 28264.75 | 0 | 0 | 0 | 28264.75 | [12 empty] | 28264.75 | 28264.75 |  | 0 | [23 empty] | 28264.75 | 48 | 4 | Motor vehicles and other general equipment |  | N |  | N |  | N |  | N |  | N | Prior to FY1415=NOT required
E00422 | 06-07 | 2006-09-01 | 2010-09-01 |  | University Funded | University Funded | Olympus | UPFL | OBJECTIVE 4 X UPFL OLYMP | OBJECTIVE 4 X UPFL OLYMP | Michael Smith Building | Michael Smith Building | [5 empty] | 0 | FLS | Life Sciences |  |  | 3d3 | 3. Materials Characterisation | D. Optical Microscopy | 3. Transmission | [5 empty] | FB00014 | FB00014 | 9011 | LC10010 | 6522 | 9013 | 00 | 28264.75 | 28264.75 | 0 | 0 | 0 | 28264.75 | [12 empty] | 28264.75 | 28264.75 |  | 0 | [23 empty] | 28264.75 | 48 | 4 | Motor vehicles and other general equipment |  | N |  | N |  | N |  | N |  | N | Prior to FY1415=NOT required
E00423 | 06-07 | 2006-09-01 | 2010-09-01 |  | University Funded | University Funded | Olympus | UPFL | OBJECT 10X UPFL OLYMP | OBJECT 10X UPFL OLYMP | Michael Smith Building | Michael Smith Building | [5 empty] | 0 | FLS | Life Sciences |  |  | 3d3 | 3. Materials Characterisation | D. Optical Microscopy | 3. Transmission | [5 empty] | FB00014 | FB00014 | 9011 | LC10010 | 6522 | 9013 | 00 | 28264.75 | 28264.75 | 0 | 0 | 0 | 28264.75 | [12 empty] | 28264.75 | 28264.75 |  | 0 | [23 empty] | 28264.75 | 48 | 4 | Motor vehicles and other general equipment |  | N |  | N |  | N |  | N |  | N | Prior to FY1415=NOT required
E00425 | 06-07 | 2006-08-01 | 2010-08-01 |  | University Funded | University Funded | AB Sciex |  | CHROMATOGRAPHY | DIONEX NANOLC MALDI CHROMATOGRAPHY. PO129 APP D OWEN | Paterson Institute CEP Lab | Paterson Building | Martin Dawson | Caroline Dive | 1 Good | 2 Good | 1 Dedicated to particular experiment | 0 | MHS | Paterson Institute |  |  | 3b3 | 3. Materials Characterisation | B. Spectrometry | 3. Mass Spectrometry | [5 empty] | AD00959 | AD00959 | 9011 | LC10001 | 6522 | 9013 | 00 | 58376 | 58376 | 0 | 0 | 0 | 58376 | [12 empty] | 58376 | 58376 |  | 0 | [23 empty] | 58376 | 48 | 4 | Motor vehicles and other general equipment |  | N |  | N |  | N |  | N |  | N | Prior to FY1415=NOT required
E00426 | 06-07 | 2006-08-01 | 2010-08-01 |  | University Funded | University Funded | AB Sciex | 4000 QTRAP PRO | QTRAP PRO | 4000 QTRAP PRO PACKAGE. CAT NOS-1004229,1008592,1010834,1010835,1011572,1023627,WC027461,WC027463,WC029639,1011328,1004153,WC026904,1017166. PO129 APP D OWEN | Paterson Institute Mass Spec lab | Paterson Building | Duncan Smith | Duncan Smith | 1 Good | 4 No longer adequate | 1 Dedicated to particular experiment | 0 | MHS | Paterson Institute |  |  | 3b3 | 3. Materials Characterisation | B. Spectrometry | 3. Mass Spectrometry |  | In Progress of disposal | Jul'15 |  | as per return of Jun'15 verification exercise, this is in progress of disposal. Disposal form is expected from MHS. | AD00959 | AD00959 | 9011 | LC10001 | 6522 | 9013 | 00 | 51535 | 51535 | 0 | 0 | 0 | 51535 | [12 empty] | 51535 | 51535 |  | 0 | [23 empty] | 51535 | 48 | 4 | Motor vehicles and other general equipment |  | N |  | N |  | N |  | N |  | Y
E00427 | 06-07 | 2006-08-01 | 2010-08-01 |  | University Funded | University Funded | Continuum & Radiant Dyes | Powerlite II 8020, Narrowscan D-R 2400, Narrowscan D-R 2400 (reversed) & Minilite II | Continuum Powerlite 8020 Nd:YAG laser | Nanosecond Laser System - Nd:YAG laser (S/N 4751-2) with SHG & THG pumping two dye lasers each with SHG (S/N 1188 & 1154) & Nd:YAG laser (S/N 4628) with SHG, THG & FHG | Alan Turing Building G306 | Alan Turing Building | PSI Director | Klaus Muller-Dethlefs and Alisdair Macpherson |  |  |  | 0 | EPS | PSI |  | CLF NS3http://www.psi.manchester.ac.uk/index.html | 4D5 | 4. Sample Measurement/Analysis | D. Laser | 5. Nanosecond | [5 empty] | FB00033 | FB00033 | 9011 | LC10012 | 6522 | 9013 | 00 | 42500 | 42500 | 0 | 0 | 0 | 42500 | [12 empty] | 42500 | 42500 |  | 0 | [23 empty] | 42500 | 48 | 4 | Motor vehicles and other general equipment |  | N |  | N |  | N |  | N |  | N | Prior to FY1415=NOT required
E00428 | 06-07 | 2006-08-01 | 2010-08-01 |  | University Funded | University Funded | Continuum & Radiant Dyes | Powerlite II 8020, Narrowscan D-R 2400 & Narrowscan D-R 1800 (reversed) | Continuum Powerlite 8020 Nd:YAG laser | Nanosecond Laser System - Nd:YAG laser (S/N 4751-1) with SHG & THG pumping two dye lasers each with SHG (S/N 1212 & 1215) | Alan Turing Building 1.305 | Alan Turing Building | PSI Director | Alisdair Macpherson |  |  |  | 0 | EPS | PSI |  | CLF NS4http://www.psi.manchester.ac.uk/index.html | 4D5 | 4. Sample Measurement/Analysis | D. Laser | 5. Nanosecond | [5 empty] | FB00033 | FB00033 | 9011 | LC10012 | 6522 | 9013 | 00 | 42500 | 42500 | 0 | 0 | 0 | 42500 | [12 empty] | 42500 | 42500 |  | 0 | [23 empty] | 42500 | 48 | 4 | Motor vehicles and other general equipment |  | N |  | N |  | N |  | N |  | N | Prior to FY1415=NOT required
E00429 | 05-06 | 2005-07-01 | 2009-07-01 |  | University Funded | University Funded | Kore Tech |  | Kore Tech - Custom | Main chamber, loadlock, sample stage and extraction modification for high performance secondary ion mass spectrometry | Williamson Building G63 Kore Tech | Williamson Building | John Cowpe | Ian Lyon | 1 Good | 2 Good | 1 Dedicated to particular experiment | 0 | EPS | SEAES |  |  | 3B3 | 3. Materials Characterisation | B. Spectrometry | 3. Mass Spectrometry |  | yes | 2016-07-01 | Confirmed by Vikki Fellows with signed verification form | as per FY1516 YrEnd Verification & Impairments Exercise in Jul'16 | FA00561 | FA00561 | 9011 | LC10014 | 6522 | 9013 | 00 | 32167.5 | 32167.5 | 0 | 0 | 0 | 32167.5 | [12 empty] | 32167.5 | 32167.5 |  | 0 | [23 empty] | 32167.5 | 48 | 4 | Motor vehicles and other general equipment |  | N |  | N |  | N |  | N |  | Y | Prior to FY1415=NOT required
E00430 | 05-06 | 2005-07-01 | 2009-07-01 |  | University Funded | University Funded |  |  | Laser Flash system | Laser Flash system FB208922 | [7 empty] | 0 | EPS | CEAS | [9 empty] | Verified as part of data cleanse exercise (March 2015) |  | AA02889 | AA02889 | 9011 | LC10017 | 6522 | 9013 | 00 | 131125 | 131125 | 0 | 0 | 0 | 131125 | [12 empty] | 131125 | 131125 |  | 0 | [23 empty] | 131125 | 48 | 4 | Motor vehicles and other general equipment |  | N |  | N |  | N |  | N |  | N | Prior to FY1415=NOT required
E00431 | 05-06 | 2005-07-01 | 2009-07-01 |  | University Funded | University Funded |  |  | spectrphotometer | FB208935 Stopped flow spectrphotometer | [7 empty] | 0 | EPS | CEAS | [9 empty] | Verified as part of data cleanse exercise (March 2015) |  | AA02889 | AA02889 | 9011 | LC10017 | 6522 | 9013 | 00 | 50900 | 50900 | 0 | 0 | 0 | 50900 | [12 empty] | 50900 | 50900 |  | 0 | [23 empty] | 50900 | 48 | 4 | Motor vehicles and other general equipment |  | N |  | N |  | N |  | N |  | N | Prior to FY1415=NOT required
E00432 | 05-06 | 2005-07-01 | 2009-07-01 |  | University Funded | University Funded | Infors HT | Multitron | Infors Multitron system | FB211324 Infors Multitron system | [7 empty] | 0 | EPS | CEAS | [9 empty] | Verified as part of data cleanse exercise (March 2015) |  | AA02889 | AA02889 | 9011 | LC10017 | 6522 | 9013 | 00 | 27880.51 | 27880.51 | 0 | 0 | 0 | 27880.51 | [12 empty] | 27880.51 | 27880.51 |  | 0 | [23 empty] | 27880.51 | 48 | 4 | Motor vehicles and other general equipment |  | N |  | N |  | N |  | N |  | N | Prior to FY1415=NOT required
E00433 | 05-06 | 2005-07-01 | 2009-07-01 |  | University Funded | University Funded | TPT | HB 16 | THERMOSONIC 90 BALL & WEDGE BONDER | TPT HB-16 Thermosonic 90 Ball & wedge bonder | 5th Floor particle physics |  | S Watts | S Watts | 1 Good | 2 Good | 2 General purpose research | 0.3 | EPS | Physics |  |  | 1E1 | 1. Process Equipment – Physical | E. Packaging | 1. Wire Bonding |  |  |  | Data confirmed as part of data cleanse exercise (March 2015). Asset not physically verified. |  | AA02649 | AA02649 | 9011 | LC10012 | 6522 | 9013 | 00 | 25530 | 25530 | 0 | 0 | 0 | 25530 | [12 empty] | 25530 | 25530 |  | 0 | [23 empty] | 25530 | 48 | 4 | Motor vehicles and other general equipment |  | N |  | N |  | N |  | N |  | N | Prior to FY1415=NOT required
E00435 | 05-06 | 2005-07-01 | 2009-07-01 |  | University Funded | University Funded | GE Healthcare | AKTApurifier 10 | Akta Purifier 10 | Akta Purifier 10 with Frac 920 | Michael Smith Building C3212 | Michael Smith Building | Cay Kielty | Cay Kielty | 1 Good | 2 Good | 2 General purpose research | 0.2 | FLS | Life Sciences |  |  | 3l5 | 3. Materials Characterisation | L. Chemical Analysis | 5. Chromatography | [5 empty] | LC10010 | LC10010 | 9011 | LC10010 | 6522 | 9013 | 00 | 28624.2 | 28624.2 | 0 | 0 | 0 | 28624.2 | [12 empty] | 28624.2 | 28624.2 |  | 0 | [23 empty] | 28624.2 | 48 | 4 | Motor vehicles and other general equipment |  | N |  | N |  | N |  | N |  | N | Prior to FY1415=NOT required
E00436 | 05-06 | 2005-07-01 | 2009-07-01 |  | University Funded | University Funded | GE Healthcare | AKTApurifier 10 | Akta Purifier 10 | Akta Purifier 10 with Frac 950 | Michael Smith Building C3225 | Michael Smith Building | Mike Briggs | Mike Briggs | 3 Poor - Inoperable | 2 Good | 2 General purpose research | 0.5 | FLS | Life Sciences |  |  | 3l5 | 3. Materials Characterisation | L. Chemical Analysis | 5. Chromatography |  |  |  | Verified as part of data cleanse exercise (March 2015) |  | LC10054 | LC10054 | 9011 | LC10054 | 6522 | 9013 | 00 | 59100 | 59100 | 0 | 0 | 0 | 59100 | [12 empty] | 59100 | 59100 |  | 0 | [23 empty] | 59100 | 48 | 4 | Motor vehicles and other general equipment |  | N |  | N |  | N |  | N |  | N | Prior to FY1415=NOT required
E00437 | 05-06 | 2005-07-01 | 2009-07-01 |  | University Funded | University Funded | Waters | nanoACQUITY | UPLC Core System | nanoACQUITY UPLC Core System | Michael Smith Building B.2071 | Michael Smith Building | David Knight | David Knight | 1 Good | 1 State of art | 2 General purpose research | 0 | FLS | Life Sciences |  | Biomolecular Analysis Facility | 3l5 | 3. Materials Characterisation | L. Chemical Analysis | 5. Chromatography | [5 empty] | LC10010 | LC10010 | 9011 | LC10010 | 6522 | 9013 | 00 | 46104.2 | 46104.2 | 0 | 0 | 0 | 46104.2 | [12 empty] | 46104.2 | 46104.2 |  | 0 | [23 empty] | 46104.2 | 48 | 4 | Motor vehicles and other general equipment |  | N |  | N |  | N |  | N |  | N | Prior to FY1415=NOT required
E00438 | 05-06 | 2005-07-01 | 2009-07-01 |  | University Funded | University Funded |  |  | Xenapus SPP | Design, Manufacture, Installation and startup of systems for the holding of Xenapus SPP and Axolotl. | Aquarium Infrastructure |  | Enrique Amaya |  | 1 Good | 2 Good | 2 General purpose research | 0 | FLS | Life Sciences |  |  | 6d4 | 6. Infrastructure | D. Laboratory | 4. Vacuum | [5 empty] | LC10010 | LC10010 | 9011 | LC10010 | 6522 | 9013 | 00 | 32455.31 | 32455.31 | 0 | 0 | 0 | 32455.31 | [12 empty] | 32455.31 | 32455.31 |  | 0 | [23 empty] | 32455.31 | 48 | 4 | Motor vehicles and other general equipment |  | N |  | N |  | N |  | N |  | N | Prior to FY1415=NOT required
E00439 | 05-06 | 2005-07-01 | 2009-07-01 |  | University Funded | University Funded | Roche | LightCycler 480 | LightCycler | LightCycler 480, 384 | CIGMR MIB |  | Fiona Salway | Philip Day | 1 Good | 2 Good | 1 Dedicated to particular experiment | 0.3 | MHS | Cancer & Enabling Sciences |  | CIGMR | 2E6 | 2. Process Equipment – Biological | E. Characterisation | 6. Analysers | [5 empty] | LC10001 | LC10001 | 9011 | LC10001 | 6522 | 9013 | 00 | 38000 | 38000 | 0 | 0 | 0 | 38000 | [12 empty] | 38000 | 38000 |  | 0 | [23 empty] | 38000 | 48 | 4 | Motor vehicles and other general equipment |  | N |  | N |  | N |  | N |  | N | Prior to FY1415=NOT required
E00440 | 05-06 | 2005-07-01 | 2009-07-01 |  | University Funded | University Funded | Photometrics | Cascade II:512 | Cascade | Cascade - II 512B, high vacuum | Michael Smith Building | Michael Smith Building | [5 empty] | 0 | FLS | Life Sciences |  |  | 3c5 | 3. Materials Characterisation | C. Imaging | 5. In Vivo Fluorescence | [5 empty] | LC10010 | LC10010 | 9011 | LC10010 | 6522 | 9013 | 00 | 29392.63 | 29392.63 | 0 | 0 | 0 | 29392.63 | [12 empty] | 29392.63 | 29392.63 |  | 0 | [23 empty] | 29392.63 | 48 | 4 | Motor vehicles and other general equipment |  | N |  | N |  | N |  | N |  | N | Prior to FY1415=NOT required
E00441 | 05-06 | 2005-07-01 | 2009-07-01 |  | University Funded | University Funded |  |  | Progress billing for April | Progress billing for April | Aquarium Infrastructure |  | Enrique Amaya |  | 1 Good | 2 Good | 2 General purpose research | 0 | FLS | Life Sciences |  |  | 6d4 | 6. Infrastructure | D. Laboratory | 4. Vacuum | [5 empty] | LC10010 | LC10010 | 9011 | LC10010 | 6522 | 9013 | 00 | 205122.8 | 205122.8 | 0 | 0 | 0 | 205122.8 | [12 empty] | 205122.8 | 205122.8 |  | 0 | [23 empty] | 205122.8 | 48 | 4 | Motor vehicles and other general equipment |  | N |  | N |  | N |  | N |  | N | Prior to FY1415=NOT required
E00442 | 05-06 | 2005-07-01 | 2009-07-01 |  | University Funded | University Funded | Waters | nanoACQUITY | nanoACQUITY UPLC Core System | nanoACQUITY UPLC Core System | Michael Smith Building B.2071 | Michael Smith Building | David Knight | David Knight | 1 Good | 1 State of art | 2 General purpose research | 0.2 | FLS | Life Sciences |  | Biomolecular Analysis Facility | 3l5 | 3. Materials Characterisation | L. Chemical Analysis | 5. Chromatography | [5 empty] | LC10010 | LC10010 | 9011 | LC10010 | 6522 | 9013 | 00 | 51670.86 | 51670.86 | 0 | 0 | 0 | 51670.86 | [12 empty] | 51670.86 | 51670.86 |  | 0 | [23 empty] | 51670.86 | 48 | 4 | Motor vehicles and other general equipment |  | N |  | N |  | N |  | N |  | N | Prior to FY1415=NOT required
E00444 | 05-06 | 2005-07-01 | 2009-07-01 |  | University Funded | University Funded |  |  | Personal mole IM FX PC | Personal mole IM FX PC | [7 empty] | 0 | EPS | Materials | [11 empty] | LC10018 | LC10018 | 9011 | LC10018 | 6522 | 9013 | 00 | 26328 | 26328 | 0 | 0 | 0 | 26328 | [12 empty] | 26328 | 26328 |  | 0 | [23 empty] | 26328 | 48 | 4 | Motor vehicles and other general equipment |  | N |  | N |  | N |  | N |  | N | Prior to FY1415=NOT required
E00446 | 05-06 | 2005-07-01 | 2009-07-01 |  | University Funded | University Funded | Amersham Biosciences | Akta 3D | Akta 3D | Akta 3D plus kit | MIB Building (Flitsch/Turner) | MIB Building | Kirk Malone | Sabine Flitsch | 1 Good | 2 Good | 1 Dedicated to particular experiment | 0 | EPS | Chemistry |  |  | 3L5 | 3. Materials Characterisation | L. Chemical Analysis | 5. Chromatography |  |  |  | Data confirmed as part of data cleanse exercise (March 2015). Asset not physically verified. |  | LC10011 | LC10011 | 9011 | LC10011 | 6522 | 9013 | 00 | 48879.96 | 48879.96 | 0 | 0 | 0 | 48879.96 | [12 empty] | 48879.96 | 48879.96 |  | 0 | [23 empty] | 48879.96 | 48 | 4 | Motor vehicles and other general equipment |  | N |  | N |  | N |  | N |  | N | Prior to FY1415=NOT required
E00447 | 05-06 | 2005-07-01 | 2009-07-01 |  | University Funded | University Funded | Thermo | HELIX-MC | Thermo - HELIX-MC | Contract for Multi-Collector Noble Gas Mass Spectrometer | Will be located in G52/54 |  | John Cowpe | Christopher Ballentine | 2 Adequate | 3 Adequate | 1 Dedicated to particular experiment | 0 | EPS | SEAES |  |  | 3B3 | 3. Materials Characterisation | B. Spectrometry | 3. Mass Spectrometry |  | yes | 2016-07-01 | Confirmed by Vikki Fellows with signed verification form | as per FY1516 YrEnd Verification & Impairments Exercise in Jul'16 | LC10014 | LC10014 | 9011 | LC10014 | 6522 | 9013 | 00 | 0 | 0 | 0 | 0 | 0 | 0 | [12 empty] | 0 | 0 |  | 0 | [23 empty] | 0 | 48 | 4 | Motor vehicles and other general equipment |  | N |  | N |  | N |  | N |  | Y | Prior to FY1415=NOT required
E00448 | 05-06 | 2005-07-01 | 2009-07-01 |  | University Funded | University Funded | Agilent | 1200 series Binary Pump | Binary Pump | G1312A 1200 Binary Pump | MIB Building (Flitsch/Turner) | MIB Building | Kirk Malone | Sabine Flitsch | 1 Good | 2 Good | 1 Dedicated to particular experiment | 0 | EPS | Chemistry |  |  | 3l5 | 3. Materials Characterisation | L. Chemical Analysis | 5. Chromatography |  |  |  | Data confirmed as part of data cleanse exercise (March 2015). Asset not physically verified. |  | LC10011 | LC10011 | 9011 | LC10011 | 6522 | 9013 | 00 | 43562.26 | 43562.26 | 0 | 0 | 0 | 43562.26 | [12 empty] | 43562.26 | 43562.26 |  | 0 | [23 empty] | 43562.26 | 48 | 4 | Motor vehicles and other general equipment |  | N |  | N |  | N |  | N |  | N | Prior to FY1415=NOT required
E00449 | 05-06 | 2005-07-01 | 2009-07-01 |  | University Funded | University Funded | Bruker | UltraFlex II TOF/TOF | IDF SYSTEM | ULTRAFLEX II TOFITOR 200 MALOI - IDF SYSTEM | Michael Smith Building B2071 | Michael Smith Building | David Knight | David Knight | 1 Good | 2 Good | 2 General purpose research | 0.2 | FLS | Life Sciences |  |  | 2e2 | 2. Process Equipment – Biological | E. Characterisation | 2. UV | [5 empty] | LC10010 | LC10010 | 9011 | LC10010 | 6522 | 9013 | 00 | 184700 | 184700 | 0 | 0 | 0 | 184700 | [12 empty] | 184700 | 184700 |  | 0 | [23 empty] | 184700 | 48 | 4 | Motor vehicles and other general equipment |  | N |  | N |  | N |  | N |  | N | Prior to FY1415=NOT required
E00451 | 05-06 | 2005-07-01 | 2009-07-01 |  | University Funded | University Funded | Molecular Devices | SPECTRAMAX M2 | SPECTRAMAX | SPECTRAMAX M2 SYSTEM WITH SOFTMAX PRO | MIB Building (Flitsch/Turner) | MIB Building | Kirk Malone | Sabine Flitsch | 1 Good | 2 Good | 1 Dedicated to particular experiment | 0 | EPS | Chemistry |  |  | 2e1 | 2. Process Equipment – Biological | E. Characterisation | 1. Fluorescent Readers |  |  |  | Data confirmed as part of data cleanse exercise (March 2015). Asset not physically verified. |  | LC10011 | LC10011 | 9011 | LC10011 | 6522 | 9013 | 00 | 27885 | 27885 | 0 | 0 | 0 | 27885 | [12 empty] | 27885 | 27885 |  | 0 | [23 empty] | 27885 | 48 | 4 | Motor vehicles and other general equipment |  | N |  | N |  | N |  | N |  | N | Prior to FY1415=NOT required
E00452 | 05-06 | 2005-07-01 | 2009-07-01 |  | University Funded | University Funded |  |  | AKTA system | AKTA system | Michael Smith Building C3212 | Michael Smith Building | Cay Kielty | Cay Kielty | 1 Good | 2 Good | 2 General purpose research | 0.2 | FLS | Life Sciences |  |  | 2c3 | 2. Process Equipment – Biological | C. Tissue Processing | 3. Microtome | [5 empty] | LC10010 | LC10010 | 9011 | LC10010 | 6522 | 9013 | 00 | 25950 | 25950 | 0 | 0 | 0 | 25950 | [12 empty] | 25950 | 25950 |  | 0 | [23 empty] | 25950 | 48 | 4 | Motor vehicles and other general equipment |  | N |  | N |  | N |  | N |  | N | Prior to FY1415=NOT required
E00456 | 05-06 | 2005-07-01 | 2009-07-01 |  | University Funded | University Funded | TgK Scientific | HPSF-56 | TgK Scientific HPSF-56 | High pressure Stopped-flow system | MIB Building – Rm 3.056 | MIB Building | Derren Heyes | Derren Heyes | 1 Good | 1 State of art | 2 General purpose research | 0.2 | FLS | Life Sciences |  |  | 6d4 | 6. Infrastructure | D. Laboratory | 4. Vacuum | [5 empty] | LC10010 | LC10010 | 9011 | LC10010 | 6522 | 9013 | 00 | 73390 | 73390 | 0 | 0 | 0 | 73390 | [12 empty] | 73390 | 73390 |  | 0 | [23 empty] | 73390 | 48 | 4 | Motor vehicles and other general equipment |  | N |  | N |  | N |  | N |  | N | Prior to FY1415=NOT required
E00457 | 05-06 | 2005-08-01 06:00 | 2020-08-01 |  | University Funded | University Funded |  |  | Connection charge Defford | Connection charge Defford - Jodrell Bank | Underground Linkage between Telescopes | Jodrell Bank | Simon Garrington | Simon Garrington | 1 Good | 2 Good | 1 Dedicated to particular experiment | 0 | EPS | Physics |  |  | 6A5 | 6. Infrastructure | A. IT | 5. Data Management |  |  |  | Data confirmed as part of data cleanse exercise (March 2015). Asset not physically verified. |  | LC10012 | LC10012 | 9011 | AA06253 | 6522 | 9013 | 00 | 30550 | 22403.3333 | 8146.6667 | 0 | 169.7222 | 30550 | [12 empty] | 30550 | 22233.6111 |  | 169.7222 | [23 empty] | 22403.3333 | 180 | 15 | Does not match Policy. Check | UEL set up in line with the Merlin contract (2005-2020) | N |  | N |  | N |  | N |  | N | Prior to FY1415=NOT required
E00458 | 05-06 | 2005-07-01 | 2009-07-01 |  | University Funded | University Funded | Continuum & Radiant Dyes | Surelite III-10, NARROWSCAN 3000 & Narrowscan D-R 2400 | Narrowscan 2400 | Two Radiant Dyes Narrowscan 2400 D-R dye laser systems (S/N 1154, 1155) | Alan Turing Building G.306 | Alan Turing Building | Klaus Muller-Dethlefs | Klaus Muller-Dethlefs and Alisdair Macpherson | 1 Good | 2 Good | 1 Dedicated to particular experiment | 0.1 | EPS | Physics |  | CLF NS1http://www.psi.manchester.ac.uk/index.html | 4D5 | 4. Sample Measurement/Analysis | D. Laser | 5. Nanosecond |  |  |  | Data confirmed as part of data cleanse exercise (March 2015). Asset not physically verified. |  | LC10012 | LC10012 | 9011 | LC10012 | 6522 | 9013 | 00 | 51793.25 | 51793.25 | 0 | 0 | 0 | 51793.25 | [12 empty] | 51793.25 | 51793.25 |  | 0 | [23 empty] | 51793.25 | 48 | 4 | Motor vehicles and other general equipment |  | N |  | N |  | N |  | N |  | N | Prior to FY1415=NOT required
E00459 | 05-06 | 2005-07-01 | 2009-07-01 |  | University Funded | University Funded |  |  | II2S CopiBook | Scanning documents and bound materials | Red Area Basement. Main Library |  | Rachel Beckett |  | 2 Adequate | 3 Adequate | 3 Research and Teaching | 0 | Library and Cultural Institutions | JRUL | [9 empty] | Verified as part of data cleanse exercise (March 2015) |  | LC10053 | LC10053 | 9011 | LC10053 | 6522 | 9013 | 00 | 72427.24 | 72427.24 | 0 | 0 | 0 | 72427.24 | [12 empty] | 72427.24 | 72427.24 |  | 0 | [23 empty] | 72427.24 | 48 | 4 | Motor vehicles and other general equipment |  | N |  | N |  | N |  | N |  | N | Prior to FY1415=NOT required
E00460 | 05-06 | 2005-07-01 | 2009-07-01 |  | University Funded | University Funded |  |  | MLC INSTALL KIT | MLC INSTALL KIT | School request write off | [7 empty] | MHS | Cancer & Enabling Sciences | [11 empty] | LC10001 | LC10001 | 9011 | LC10001 | 6522 | 9013 | 00 | 61319 | 61319 | 0 | 0 | 0 | 61319 | [12 empty] | 61319 | 61319 |  | 0 | [23 empty] | 61319 | 48 | 4 | Motor vehicles and other general equipment |  | N |  | N |  | N |  | N |  | N | Prior to FY1415=NOT required
E00461 | 05-06 | 2005-07-01 | 2009-07-01 |  | University Funded | University Funded |  |  | Eye tracking system | Eye tracking system + Eye tracking system configured for use in mock scanner |  |  | D Montaldi | D Montaldi | 1 Good | 3 Adequate | 3 Research and Teaching | 0 | MHS | Psychological Sciences |  |  | 6a5 | 6. Infrastructure | A. IT | 5. Data Management | [5 empty] | LC10007 | LC10007 | 9011 | LC10007 | 6522 | 9013 | 00 | 48100 | 48100 | 0 | 0 | 0 | 48100 | [12 empty] | 48100 | 48100 |  | 0 | [23 empty] | 48100 | 48 | 4 | Motor vehicles and other general equipment |  | N |  | N |  | N |  | N |  | N | Prior to FY1415=NOT required
E00463 | 05-06 | 2005-07-01 | 2009-07-01 |  | University Funded | University Funded | Continuum & Radiant Dyes | Powerlite II 9020, Scorpion D064, Narrowscan D-R 2400 & Narrowscan D-R 3000 (reversed) | Continuum Powerlite Precision II | Continuum Powerlite 9020 injection-seeded Nd:YAG laser | Alan Turing Building G.306 | Alan Turing Building | Klaus Muller-Dethlefs | Klaus Muller-Dethlefs and Alisdair Macpherson | 1 Good | 2 Good | 2 General purpose research | 0.1 | EPS | Physics |  | CLF NS2http://www.psi.manchester.ac.uk/index.html | 4D5 | 4. Sample Measurement/Analysis | D. Laser | 5. Nanosecond |  |  |  | Data confirmed as part of data cleanse exercise (March 2015). Asset not physically verified. |  | LC10012 | LC10012 | 9011 | LC10012 | 6522 | 9013 | 00 | 61100 | 61100 | 0 | 0 | 0 | 61100 | [12 empty] | 61100 | 61100 |  | 0 | [23 empty] | 61100 | 48 | 4 | Motor vehicles and other general equipment |  | N |  | N |  | N |  | N |  | N | Prior to FY1415=NOT required
E00464 | 05-06 | 2005-07-01 | 2009-07-01 |  | University Funded | University Funded | Leica | Ultracut UC6 | Leica ultracut UC6 | Leica ultracut UC6 with anti vibration table | Michael Smith Building D1509 | Michael Smith Building | Aleksandr Mironov | Aleksandr Mironov | 1 Good | 1 State of art | 2 General purpose research | 0.8 | FLS | Life Sciences |  |  | 2e6 | 2. Process Equipment – Biological | E. Characterisation | 6. Analysers |  |  |  | Verified as part of data cleanse exercise (March 2015) |  | LC10010 | LC10010 | 9011 | LC10010 | 6522 | 9013 | 00 | 32367.6 | 32367.6 | 0 | 0 | 0 | 32367.6 | [12 empty] | 32367.6 | 32367.6 |  | 0 | [23 empty] | 32367.6 | 48 | 4 | Motor vehicles and other general equipment |  | N |  | N |  | N |  | N |  | N | Prior to FY1415=NOT required
E00465 | 05-06 | 2005-07-01 | 2009-07-01 |  | University Funded | University Funded |  |  | Startup System | Startup System - % of order | Aquarium Infrastructure |  | Enrique Amaya |  | 1 Good | 2 Good | 2 General purpose research | 0 | FLS | Life Sciences |  |  | 4f2 | 4. Sample Measurement/Analysis | F. Proteins/Nucleic Acids | 2. PCR | [5 empty] | LC10010 | LC10010 | 9011 | LC10010 | 6522 | 9013 | 00 | 160751.8 | 160751.8 | 0 | 0 | 0 | 160751.8 | [12 empty] | 160751.8 | 160751.8 |  | 0 | [23 empty] | 160751.8 | 48 | 4 | Motor vehicles and other general equipment |  | N |  | N |  | N |  | N |  | N | Prior to FY1415=NOT required
E00466 | 05-06 | 2005-07-01 | 2009-07-01 |  | University Funded | University Funded | Axon | GenePix 4000B | Microarray Scanner | Axon 4000B Genepix Microarray Scanner | Michael Smith Building B4071 | Michael Smith Building | Andy Hayes | Andy Hayes | 1 Good | 3 Adequate | 2 General purpose research | 0.9 | FLS | Life Sciences |  |  | 3l5 | 3. Materials Characterisation | L. Chemical Analysis | 5. Chromatography |  |  |  | Verified as part of data cleanse exercise (March 2015) |  | LC10010 | LC10010 | 9011 | LC10010 | 6522 | 9013 | 00 | 34013.45 | 34013.45 | 0 | 0 | 0 | 34013.45 | [12 empty] | 34013.45 | 34013.45 |  | 0 | [23 empty] | 34013.45 | 48 | 4 | Motor vehicles and other general equipment |  | N |  | N |  | N |  | N |  | N | Prior to FY1415=NOT required
E00467 | 05-06 | 2005-07-01 | 2009-07-01 |  | University Funded | University Funded |  |  | Laboratory Animal Monitoring System | Laboratory Animal Monitoring System | Stopford Building | Stopford Building | [6 empty] | FLS | Life Sciences |  | BSF | 6d4 | 6. Infrastructure | D. Laboratory | 4. Vacuum | [5 empty] | LC10010 | LC10010 | 9011 | LC10010 | 6522 | 9013 | 00 | 79414.5 | 79414.5 | 0 | 0 | 0 | 79414.5 | [12 empty] | 79414.5 | 79414.5 |  | 0 | [23 empty] | 79414.5 | 48 | 4 | Motor vehicles and other general equipment |  | N |  | N |  | N |  | N |  | N | Prior to FY1415=NOT required
E00469 | 05-06 | 2005-07-01 | 2009-07-01 |  | University Funded | University Funded | Hidex | Radiowater Generator | Water Radio Generator | Water Radio Generator | WMIC G12 | Wolfson Molecular Imaging Centre | Adam McMahon | Adam McMahon | 1 Good | 1 State of art | 1 Dedicated to particular experiment | 0.4 | MHS | Cancer & Enabling Sciences |  | WMIC | 1g6 | 1. Process Equipment – Physical | G. Chemical Reactor | 6. Automated Synthesis | [5 empty] | LC10001 | LC10001 | 9011 | LC10001 | 6522 | 9013 | 00 | 12322.74 | 12322.74 | 0 | 0 | 0 | 12322.74 | [12 empty] | 12322.74 | 12322.74 |  | 0 | [23 empty] | 12322.74 | 48 | 4 | Motor vehicles and other general equipment |  | N |  | N |  | N |  | N |  | N | Prior to FY1415=NOT required
E00470 | 05-06 | 2005-07-01 | 2009-07-01 |  | University Funded | University Funded | IBM | Tivoli Storage Manager | Server | TSM Server | Room G608, Stopford | Stopford Building | Geoff Parker and Warren Mittoo | Geoff Parker | 1 Good | 2 Good | 2 General purpose research | 0 | MHS | Cancer & Enabling Sciences |  | Imaging Science SAN | 6a1 | 6. Infrastructure | A. IT | 1. Server | [5 empty] | LC10001 | LC10001 | 9011 | LC10001 | 6522 | 9013 | 00 | 43696.23 | 43696.23 | 0 | 0 | 0 | 43696.23 | [12 empty] | 43696.23 | 43696.23 |  | 0 | [23 empty] | 43696.23 | 48 | 4 | Motor vehicles and other general equipment |  | N |  | N |  | N |  | N |  | N | Prior to FY1415=NOT required
E00474 | 05-06 | 2005-07-01 | 2009-07-01 |  | University Funded | University Funded | Hidex | Radiowater Generator | Water Radio Generator | Water Radio Generator | WMIC G07 | Wolfson Molecular Imaging Centre | Adam McMahon | Adam McMahon | 1 Good | 1 State of art | 1 Dedicated to particular experiment | 0.4 | MHS | Cancer & Enabling Sciences |  | WMIC | 1g6 | 1. Process Equipment – Physical | G. Chemical Reactor | 6. Automated Synthesis | [5 empty] | LC10001 | LC10001 | 9011 | LC10001 | 6522 | 9013 | 00 | 15595.34 | 15595.34 | 0 | 0 | 0 | 15595.34 | [12 empty] | 15595.34 | 15595.34 |  | 0 | [23 empty] | 15595.34 | 48 | 4 | Motor vehicles and other general equipment |  | N |  | N |  | N |  | N |  | N | Prior to FY1415=NOT required
E00475 | 04-05 | 2005-08-01 | 2009-08-01 |  | University Funded | University Funded | Hidex |  | Control System | Control System | WMIC G12 | Wolfson Molecular Imaging Centre | Adam McMahon | Adam McMahon | 1 Good | 1 State of art | 1 Dedicated to particular experiment | 0 | MHS | Cancer & Enabling Sciences |  | WMIC | 1g6 | 1. Process Equipment – Physical | G. Chemical Reactor | 6. Automated Synthesis | [5 empty] | HC149 | LE00112 | 9011 | LC10001 | 6522 | 9013 | 00 | 24108 | 24108 | 0 | 0 | 0 | 24108 | [12 empty] | 24108 | 24108 |  | 0 | [23 empty] | 24108 | 48 | 4 | Motor vehicles and other general equipment |  | N |  | N |  | N |  | N |  | N | Prior to FY1415=NOT required
E00475 | 05-06 | 2005-07-01 | 2009-07-01 |  | University Funded | University Funded | Hidex |  | Control System | Control System | WMIC G12 | Wolfson Molecular Imaging Centre | Adam McMahon | Adam McMahon | 1 Good | 1 State of art | 1 Dedicated to particular experiment | 0 | MHS | Cancer & Enabling Sciences |  | WMIC | 1g6 | 1. Process Equipment – Physical | G. Chemical Reactor | 6. Automated Synthesis | [5 empty] | LC10001 | LC10001 | 9011 | LC10001 | 6522 | 9013 | 00 | 48224 | 48224 | 0 | 0 | 0 | 48224 | [12 empty] | 48224 | 48224 |  | 0 | [23 empty] | 48224 | 48 | 4 | Motor vehicles and other general equipment |  | N |  | N |  | N |  | N |  | N | Prior to FY1415=NOT required |  | 21.01.16: consolidated multiple lines to one as per the exercise of FAR Cleanse
E00477 | 05-06 | 2005-07-01 | 2009-07-01 |  | University Funded | University Funded | Hidex |  | Control System | Control System | WMIC G07 | Wolfson Molecular Imaging Centre | Adam McMahon | Adam McMahon | 1 Good | 1 State of art | 1 Dedicated to particular experiment | 0 | MHS | Cancer & Enabling Sciences |  | WMIC | 1g6 | 1. Process Equipment – Physical | G. Chemical Reactor | 6. Automated Synthesis | [5 empty] | LC10001 | LC10001 | 9011 | LC10001 | 6522 | 9013 | 00 | 12560 | 12560 | 0 | 0 | 0 | 12560 | [12 empty] | 12560 | 12560 |  | 0 | [23 empty] | 12560 | 48 | 4 | Motor vehicles and other general equipment |  | N |  | N |  | N |  | N |  | N | Prior to FY1415=NOT required
E00479 | 05-06 | 2005-08-01 06:00 | 2020-08-01 |  | University Funded | University Funded |  |  | Dark Fibres | Dark Fibres - E-Merlin | Underground Linkage between Telescopes | Jodrell Bank | Simon Garrington | [5 empty] | EPS | Physics | [11 empty] | LC10012 | LC10012 | 9011 | AA06253 | 6522 | 9013 | 00 | 11382.5 | 8347.1667 | 3035.3333 | 0 | 63.2361 | 11382.5 | [12 empty] | 11382.5 | 8283.9306 |  | 63.2361 | [23 empty] | 8347.1667 | 180 | 15 | Does not match Policy. Check | UEL set up in line with the Merlin contract (2005-2020) | N |  | N |  | N |  | N |  | N | Prior to FY1415=NOT required
E00480 | 05-06 | 2005-08-01 06:00 | 2020-08-01 |  | University Funded | University Funded |  |  | E-Merlin | E-Merlin | Underground Linkage between Telescopes | Jodrell Bank | Simon Garrington | [5 empty] | EPS | Physics | [11 empty] | LC10012 | LC10012 | 9011 | AA06253 | 6522 | 9013 | 00 | 41417.18 | 30372.5987 | 11044.5813 | 0 | 230.0954 | 41417.18 | [12 empty] | 41417.18 | 30142.5032 |  | 230.0954 | [23 empty] | 30372.5987 | 180 | 15 | Does not match Policy. Check | UEL set up in line with the Merlin contract (2005-2020) | N |  | N |  | N |  | N |  | N | Prior to FY1415=NOT required
E00481 | 05-06 | 2005-08-01 | 2020-08-01 |  | University Funded | University Funded |  |  | E-Merlin | E-Merlin | Underground Linkage between Telescopes | Jodrell Bank | Simon Garrington | [5 empty] | EPS | Physics | [11 empty] | LC10012 | LC10012 | 9011 | AA06253 | 6522 | 9013 | 00 | 53790.21 | 39446.154 | 14344.056 | 0 | 298.8345 | 53790.21 | [12 empty] | 53790.21 | 39147.3195 |  | 298.8345 | [23 empty] | 39446.154 | 180 | 15 | Does not match Policy. Check | UEL set up in line with the Merlin contract (2005-2020) | N |  | N |  | N |  | N |  | N | Prior to FY1415=NOT required
E00482 | 05-06 | 2005-08-01 06:00 | 2020-08-01 |  | University Funded | University Funded |  |  | E-Merlin | E-Merlin | Underground Linkage between Telescopes | Jodrell Bank | Simon Garrington | [5 empty] | EPS | Physics | [11 empty] | LC10012 | LC10012 | 9011 | AA06253 | 6522 | 9013 | 00 | 43982.6 | 32253.9067 | 11728.6933 | 0 | 244.3478 | 43982.6 | [12 empty] | 43982.6 | 32009.5589 |  | 244.3478 | [23 empty] | 32253.9067 | 180 | 15 | Does not match Policy. Check | UEL set up in line with the Merlin contract (2005-2020) | N |  | N |  | N |  | N |  | N | Prior to FY1415=NOT required
E00483 | 05-06 | 2005-08-01 | 2020-08-01 18:00 |  | University Funded | University Funded |  |  | E-Merlin | E-Merlin | Underground Linkage between Telescopes | Jodrell Bank | Simon Garrington | [5 empty] | EPS | Physics | [11 empty] | LC10012 | LC10012 | 9011 | AA06253 | 6522 | 9013 | 00 | 23387.2 | 17150.6133 | 6236.5867 | 0 | 129.9289 | 23387.2 | [12 empty] | 23387.2 | 17020.6844 |  | 129.9289 | [23 empty] | 17150.6133 | 180 | 15 | Does not match Policy. Check | UEL set up in line with the Merlin contract (2005-2020) | N |  | N |  | N |  | N |  | N | Prior to FY1415=NOT required
E00486 | 04-05 | 2004-08-01 06:00 | 2019-08-01 |  | University Funded | University Funded |  |  | Fibre Optic connections | Fibre Optic connections - E- Merlin | Underground Linkage between Telescopes | Jodrell Bank | Simon Garrington | [5 empty] | EPS | Physics | [11 empty] | LC10012 | LC10012 | 9011 | AA06253 | 6522 | 9013 | 00 | 17500 | 14000 | 3500 | 0 | 97.2222 | 17500 | [12 empty] | 17500 | 13902.7778 |  | 97.2222 | [23 empty] | 14000 | 180 | 15 | Does not match Policy. Check | UEL set up in line with the Merlin contract (2005-2020) | N |  | N |  | N |  | N |  | N | Prior to FY1415=NOT required
E00487 | 04-05 | 2004-08-01 06:00 | 2019-08-01 |  | University Funded | University Funded |  |  | Fibre Optic connections | Fibre Optic connections - E- Merlin | Underground Linkage between Telescopes | Jodrell Bank | Simon Garrington | [5 empty] | EPS | Physics | [11 empty] | LC10012 | LC10012 | 9011 | AA06253 | 6522 | 9013 | 00 | 154183.5 | 123346.8 | 30836.7 | 0 | 856.575 | 154183.5 | [12 empty] | 154183.5 | 122490.225 |  | 856.575 | [23 empty] | 123346.8 | 180 | 15 | Does not match Policy. Check | UEL set up in line with the Merlin contract (2005-2020) | N |  | N |  | N |  | N |  | N | Prior to FY1415=NOT required
E00488 | 04-05 | 2005-08-01 | 2009-08-01 |  | University Funded | University Funded | Siemens |  | Positron Emission Scanner | Positron Emission Scanner | WMIC Clinical Suit | Wolfson Molecular Imaging Centre | Eleanor Duncan-Rouse | Alan Jackson | 1 Good | 1 State of art | 3 Research and Teaching | 0.4 | MHS | Cancer & Enabling Sciences |  | WMIC | 4G4 | 4. Sample Measurement/Analysis | G. Bio-Medical | 4. Whole Body | [5 empty] | HC149 | LE00112 | 9011 | LC10001 | 6522 | 9013 | 00 | 1042625.03 | 1042625.03 | 0 | 0 | 0 | 1042625.03 | [12 empty] | 1042625.03 | 1042625.03 |  | 0 | [23 empty] | 1042625.03 | 48 | 4 | Motor vehicles and other general equipment |  | N |  | N |  | N |  | N |  | N | Prior to FY1415=NOT required
E00489 | 04-05 | 2005-08-01 | 2009-08-01 |  | University Funded | University Funded | CEM | Liberty | Liberty Peptide Synthesis | Liberty Peptide Synthesis | MIB Building (Flitsch/Turner) | MIB Building | Kirk Malone | Sabine Flitsch | 1 Good | 2 Good | 1 Dedicated to particular experiment | 0 | EPS | Chemistry |  |  | 2A5 | 2. Process Equipment – Biological | A. Growth and Manipulation | 5. Synthesisers |  |  |  | Data confirmed as part of data cleanse exercise (March 2015). Asset not physically verified. |  | HA606 | LE00103 | 9011 | LC10011 | 6522 | 9013 | 00 | 44750 | 44750 | 0 | 0 | 0 | 44750 | [12 empty] | 44750 | 44750 |  | 0 | [23 empty] | 44750 | 48 | 4 | Motor vehicles and other general equipment |  | N |  | N |  | N |  | N |  | N | Prior to FY1415=NOT required
E00492 | 04-05 | 2005-08-01 | 2009-08-01 |  | University Funded | University Funded |  |  | Visivector E320-3D System | Visivector E320-3D System | Schuster NLD pipe lab | Schuster Building | T Mullin | T Mullin | 1 Good | 2 Good | 2 General purpose research | 0.2 | EPS | Physics |  |  | 4C4 | 4. Sample Measurement/Analysis | C. Motion | 4. Fluid |  |  |  | Data confirmed as part of data cleanse exercise (March 2015). Asset not physically verified. |  | EA010 | LE00109 | 9011 | LC10012 | 6522 | 9013 | 00 | 11008.41 | 11008.41 | 0 | 0 | 0 | 11008.41 | [12 empty] | 11008.41 | 11008.41 |  | 0 | [23 empty] | 11008.41 | 48 | 4 | Motor vehicles and other general equipment |  | N |  | N |  | N |  | N |  | N | Prior to FY1415=NOT required
E00493 | 04-05 | 2004-08-01 06:00 | 2019-08-01 |  | University Funded | University Funded |  |  | Cabling Complete | Cabling Complete - E - Merlin | Underground Linkage between Telescopes | Jodrell Bank | Simon Garrington | [5 empty] | EPS | Physics | [11 empty] | LC10012 | LC10012 | 9011 | AA06253 | 6522 | 9013 | 00 | 70161.6 | 56129.28 | 14032.32 | 0 | 389.7867 | 70161.6 | [12 empty] | 70161.6 | 55739.4933 |  | 389.7867 | [23 empty] | 56129.28 | 180 | 15 | Does not match Policy. Check | UEL set up in line with the Merlin contract (2005-2020) | N |  | N |  | N |  | N |  | N | Prior to FY1415=NOT required
E00494 | 04-05 | 2005-08-01 | 2009-08-01 |  | University Funded | University Funded |  |  | Scanner | Upgrade for MRI Scanner | School request write off | [7 empty] | MHS | Cancer & Enabling Sciences | [11 empty] | HA514 | LE00112 | 9011 | LC10001 | 6522 | 9013 | 00 | 137135 | 137135 | 0 | 0 | 0 | 137135 | [12 empty] | 137135 | 137135 |  | 0 | [23 empty] | 137135 | 48 | 4 | Motor vehicles and other general equipment |  | N |  | N |  | N |  | N |  | N | Prior to FY1415=NOT required
E00495 | 04-05 | 2005-08-01 | 2009-08-01 |  | University Funded | University Funded |  |  | Materials Testing Machine | MTS Materials Testing Machine | Materials Science Building A35b | Materials Science Building | Stuart Morse | Stuart Morse |  |  |  | 0 | EPS | Materials |  |  | 3K1 | 3. Materials Characterisation | K. Mechanical Properties | 1. Tensometer |  | yes | 2015-07-01 | PAUL JORDAN/JOHN GOODIER | as per Jun'15 verification exercise for FY14-15 YrEnd | AF110 | LE00107 | 9011 | LC10018 | 6522 | 9013 | 00 | 29991.88 | 29991.88 | 0 | 0 | 0 | 29991.88 | [12 empty] | 29991.88 | 29991.88 |  | 0 | [23 empty] | 29991.88 | 48 | 4 | Motor vehicles and other general equipment |  | N |  | N |  | N |  | N |  | Y
E00496 | 04-05 | 2004-08-01 06:00 | 2019-08-01 |  | University Funded | University Funded |  |  | Darnhall Cabling Complete | Darnhall Cabling Complete - E-Merlin | Underground Linkage between Telescopes | Jodrell Bank | Simon Garrington | [5 empty] | EPS | Physics | [11 empty] | LC10012 | LC10012 | 9011 | AA06253 | 6522 | 9013 | 00 | 131947.8 | 105558.24 | 26389.56 | 0 | 733.0433 | 131947.8 | [12 empty] | 131947.8 | 104825.1967 |  | 733.0433 | [23 empty] | 105558.24 | 180 | 15 | Does not match Policy. Check | UEL set up in line with the Merlin contract (2005-2020) | N |  | N |  | N |  | N |  | N | Prior to FY1415=NOT required
E00497 | 04-05 | 2004-08-01 06:00 | 2019-08-01 |  | University Funded | University Funded |  |  | Defford Civils Complete | Defford Civils Complete - E-Merlin | Underground Linkage between Telescopes | Jodrell Bank | Simon Garrington | [5 empty] | EPS | Physics | [11 empty] | LC10012 | LC10012 | 9011 | AA06253 | 6522 | 9013 | 00 | 93548.8 | 74839.04 | 18709.76 | 0 | 519.7156 | 93548.8 | [12 empty] | 93548.8 | 74319.3244 |  | 519.7156 | [23 empty] | 74839.04 | 180 | 15 | Does not match Policy. Check | UEL set up in line with the Merlin contract (2005-2020) | N |  | N |  | N |  | N |  | N | Prior to FY1415=NOT required
E00498 | 04-05 | 2004-08-01 06:00 | 2019-08-01 |  | University Funded | University Funded |  |  | Darnhall Civils Complete | Darnhall Civils Complete - E - Merlin | Underground Linkage between Telescopes | Jodrell Bank | Simon Garrington | [5 empty] | EPS | Physics | [11 empty] | LC10012 | LC10012 | 9011 | AA06253 | 6522 | 9013 | 00 | 175930.4 | 140744.32 | 35186.08 | 0 | 977.3911 | 175930.4 | [12 empty] | 175930.4 | 139766.9289 |  | 977.3911 | [23 empty] | 140744.32 | 180 | 15 | Does not match Policy. Check | UEL set up in line with the Merlin contract (2005-2020) | N |  | N |  | N |  | N |  | N | Prior to FY1415=NOT required
E00500 | 04-05 | 2005-08-01 | 2009-08-01 |  | University Funded | University Funded | Zeiss | Pascal VarioTwo RBG | Confocal Microscope | Confocal Microscope "Pascal VarioTwo RGB" | Room 3.06J CTF | Core Technology Facility Building | David Eisner | David Eisner | 1 Good | 2 Good | 1 Dedicated to particular experiment | 0 | MHS | Biomedicine |  |  | 3d1 | 3. Materials Characterisation | D. Optical Microscopy | 1. Confocal | [5 empty] | EA010 | AA03261 | 9011 | AA03261 | 6522 | 9013 | 00 | 72217.92 | 72217.92 | 0 | 0 | 0 | 72217.92 | [12 empty] | 72217.92 | 72217.92 |  | 0 | [23 empty] | 72217.92 | 48 | 4 | Motor vehicles and other general equipment |  | N |  | N |  | N |  | N |  | N | Prior to FY1415=NOT required
E00501 | 04-05 | 2004-08-01 06:00 | 2019-08-01 |  | University Funded | University Funded |  |  | Optical Fibre Network | Optical Fibre Network - E - Merlin | Underground Linkage between Telescopes | Jodrell Bank | Simon Garrington | [5 empty] | EPS | Physics | [11 empty] | LC10012 | LC10012 | 9011 | AA06253 | 6522 | 9013 | 00 | 20774 | 16619.2 | 4154.8 | 0 | 115.4111 | 20774 | [12 empty] | 20774 | 16503.7889 |  | 115.4111 | [23 empty] | 16619.2 | 180 | 15 | Does not match Policy. Check | UEL set up in line with the Merlin contract (2005-2020) | N |  | N |  | N |  | N |  | N | Prior to FY1415=NOT required
E00502 | 04-05 | 2005-08-01 | 2009-08-01 |  | University Funded | University Funded |  |  | Luminescence Spectrometer | Luminescence Spectrometer | Stopford Building | Stopford Building | N Tirelli | N Tirelli | 1 Good | 2 Good | 3 Research and Teaching | 0.2 | MHS | Pharmacy |  |  | 3B1 | 3. Materials Characterisation | B. Spectrometry | 1. Spectrophotometry | [5 empty] | HB459 | LE00116 | 9011 | LC10008 | 6522 | 9013 | 00 | 32786.27 | 32786.27 | 0 | 0 | 0 | 32786.27 | [12 empty] | 32786.27 | 32786.27 |  | 0 | [23 empty] | 32786.27 | 48 | 4 | Motor vehicles and other general equipment |  | N |  | N |  | N |  | N |  | N | Prior to FY1415=NOT required
E00503 | 04-05 | 2005-08-01 | 2009-08-01 |  | University Funded | University Funded |  |  | Detection System | Real Time Std 96 Well Sequence Detection System | Room 3.06i, CTF | Core Technology Facility Building | Mark Boyett | Mark Boyett | 1 Good | 2 Good | 3 Research and Teaching | 0 | MHS | Biomedicine |  |  | 4f2 | 4. Sample Measurement/Analysis | F. Proteins/Nucleic Acids | 2. PCR | [5 empty] | EA010 | AA03261 | 9011 | AA03261 | 6522 | 9013 | 00 | 66977.5 | 66977.5 | 0 | 0 | 0 | 66977.5 | [12 empty] | 66977.5 | 66977.5 |  | 0 | [23 empty] | 66977.5 | 48 | 4 | Motor vehicles and other general equipment |  | N |  | N |  | N |  | N |  | N | Prior to FY1415=NOT required
E00504 | 04-05 | 2005-08-01 | 2009-08-01 |  | University Funded | University Funded | Zeiss |  | Microscope | Confocal Microscope "Pascal VarioTwo RGB" | Room 3.06J CTF | Core Technology Facility Building | [6 empty] | MHS | Biomedicine | [9 empty] | Data confirmed as part of data cleanse exercise (March 2015). Asset not physically verified. |  | EA010 | AA03261 | 9011 | AA03261 | 6522 | 9013 | 00 | 36108.96 | 36108.96 | 0 | 0 | 0 | 36108.96 | [12 empty] | 36108.96 | 36108.96 |  | 0 | [23 empty] | 36108.96 | 48 | 4 | Motor vehicles and other general equipment |  | N |  | N |  | N |  | N |  | N | Prior to FY1415=NOT required
E00505 | 04-05 | 2005-08-01 | 2009-08-01 |  | University Funded | University Funded | Malvern | Zetasizer Nano ZS | Zeta Nano-ZS Zeta & Size | Zeta Nano-ZS Zeta & Size | Stopford Building | Stopford Building | N Tirelli | N Tirelli | 1 Good | 2 Good | 3 Research and Teaching | 0.2 | MHS | Pharmacy |  |  | 3M1 | 3. Materials Characterisation | M. Physical Properties | 1. Particle Size Analysis | [5 empty] | EA010 | LE00116 | 9011 | LC10008 | 6522 | 9013 | 00 | 38490 | 38490 | 0 | 0 | 0 | 38490 | [12 empty] | 38490 | 38490 |  | 0 | [23 empty] | 38490 | 48 | 4 | Motor vehicles and other general equipment |  | N |  | N |  | N |  | N |  | N | Prior to FY1415=NOT required
E00506 | 04-05 | 2005-08-01 | 2009-08-01 |  | University Funded | University Funded | Sequenom | MassARRAY Analyser | MassARRAY Analyser | Sequenom MassARRAY Analyser | CIGMR, Stopford Building, 2.407 | Stopford Building | Hazel Platt | David Carthy | 1 Good | 2 Good | 1 Dedicated to particular experiment | 0.3 | MHS | Cancer & Enabling Sciences |  | CIGMA | 2E6 | 2. Process Equipment – Biological | E. Characterisation | 6. Analysers | [5 empty] | SM185 | AA07542 | 9011 | AA07542 | 6522 | 9013 | 00 | 67003.5 | 67003.5 | 0 | 0 | 0 | 67003.5 | [12 empty] | 67003.5 | 67003.5 |  | 0 | [23 empty] | 67003.5 | 48 | 4 | Motor vehicles and other general equipment |  | N |  | N |  | N |  | N |  | N | Prior to FY1415=NOT required
E00507 | 04-05 | 2005-08-01 | 2009-08-01 |  | University Funded | University Funded | Polymer Laboritories |  | GPC System | GPC System | Stopford Building | Stopford Building | F Cellesi | F Cellesi | 1 Good | 2 Good | 3 Research and Teaching | 0.2 | MHS | Pharmacy |  |  | 3l5 | 3. Materials Characterisation | L. Chemical Analysis | 5. Chromatography | [5 empty] | EA010 | LE00116 | 9011 | LC10008 | 6522 | 9013 | 00 | 47180 | 47180 | 0 | 0 | 0 | 47180 | [12 empty] | 47180 | 47180 |  | 0 | [23 empty] | 47180 | 48 | 4 | Motor vehicles and other general equipment |  | N |  | N |  | N |  | N |  | N | Prior to FY1415=NOT required
E00508 | 04-05 | 2004-08-01 06:00 | 2019-08-01 |  | University Funded | University Funded |  |  | Fibre Optic Connections | E-Merlin - Fibre Optic Connections | Underground Linkage between Telescopes | Jodrell Bank | Simon Garrington | Simon Garrington |  |  |  |  | EPS | Physics | [10 empty] | Never physically verified. | LC10012 | LC10012 | 9011 | AA06253 | 6522 | 9013 | 00 | 393108 | 314486.4 | 78621.6 | 0 | 2183.9333 | 393108 | [12 empty] | 393108 | 312302.4667 |  | 2183.9333 | [23 empty] | 314486.4 | 180 | 15 | Does not match Policy. Check | UEL set up in line with the Merlin contract (2005-2020) | N |  | N |  | N |  | N |  | N | Prior to FY1415=NOT required
E00511 | 04-05 | 2004-08-01 06:00 | 2019-08-01 |  | University Funded | University Funded |  |  | Fibre Optic Connections | E-Merlin - Fibre Optic Connections | Underground Linkage between Telescopes | Jodrell Bank | Simon Garrington | [5 empty] | EPS | Physics | [11 empty] | LC10012 | LC10012 | 9011 | AA06253 | 6522 | 9013 | 00 | 17593.04 | 14074.432 | 3518.608 | 0 | 97.7391 | 17593.04 | [12 empty] | 17593.04 | 13976.6929 |  | 97.7391 | [23 empty] | 14074.432 | 180 | 15 | Does not match Policy. Check | UEL set up in line with the Merlin contract (2005-2020) | N |  | N |  | N |  | N |  | N | Prior to FY1415=NOT required
E00512 | 04-05 | 2005-08-01 | 2009-08-01 |  | University Funded | University Funded |  |  | Infinium Scope | Infinium Scope | Schuster 5th floor Detector Lab | Schuster Building | S Kolya | S Kolya | 1 Good | 2 Good | 2 General purpose research | 0.1 | EPS | Physics |  |  | 4B4 | 4. Sample Measurement/Analysis | B. Electronic | 4. Oscilloscope |  |  |  | Data confirmed as part of data cleanse exercise (March 2015). Asset not physically verified. |  | EA010 | LE00109 | 9011 | LC10012 | 6522 | 9013 | 00 | 32324 | 32324 | 0 | 0 | 0 | 32324 | [12 empty] | 32324 | 32324 |  | 0 | [23 empty] | 32324 | 48 | 4 | Motor vehicles and other general equipment |  | N |  | N |  | N |  | N |  | N | Prior to FY1415=NOT required
E00514 | 04-05 | 2005-08-01 | 2009-08-01 |  | University Funded | University Funded |  |  | System Tower | 4351105 RT PCR System Tower | Stopford Building | Stopford Building | [5 empty] | 0 | FLS | Life Sciences |  |  | 2b2 | 2. Process Equipment – Biological | B. Centrifuge | 2. High Speed | [5 empty] | AB001 | LE00111 | 9011 | LC10010 | 6522 | 9013 | 00 | 34358.86 | 34358.86 | 0 | 0 | 0 | 34358.86 | [12 empty] | 34358.86 | 34358.86 |  | 0 | [23 empty] | 34358.86 | 48 | 4 | Motor vehicles and other general equipment |  | N |  | N |  | N |  | N |  | N | Prior to FY1415=NOT required
E00515 | 04-05 | 2005-08-01 | 2009-08-01 |  | University Funded | University Funded |  |  | Coarse Wave Division Multiplexer | Coarse Wave Division Multiplexer | Jodrell Bank/Reynolds Hse | Jodrell Bank | Darren Hankinson | [5 empty] | PSS | ITS | [7 empty] | yes | 2016-07-01 | Confirmed by J.Bird with signed verification form | as per FY1516 YrEnd Verification & Impairments Exercise in Jul'16 | KA122 | LE00100 | 9011 | LC10025 | 6522 | 9013 | 00 | 41835.5 | 41835.5 | 0 | 0 | 0 | 41835.5 | [12 empty] | 41835.5 | 41835.5 |  | 0 | [23 empty] | 41835.5 | 48 | 4 | Motor vehicles and other general equipment |  | N |  | N |  | N |  | N |  | Y
E00516 | 04-05 | 2005-08-01 | 2009-08-01 |  | University Funded | University Funded | Siemens | ECAT HRRT | Scanner | ECAT HRRT Scanner | WMIC G04 | Wolfson Molecular Imaging Centre | Eleanor Duncan-Rouse | Alan Jackson | 1 Good | 1 State of art | 1 Dedicated to particular experiment | 0.5 | MHS | Cancer & Enabling Sciences |  | WMIC | 4G4 | 4. Sample Measurement/Analysis | G. Bio-Medical | 4. Whole Body | [5 empty] | HC149 | LE00112 | 9011 | LC10001 | 6522 | 9013 | 00 | 945000 | 945000 | 0 | 0 | 0 | 945000 | [12 empty] | 945000 | 945000 |  | 0 | [23 empty] | 945000 | 48 | 4 | Motor vehicles and other general equipment |  | N |  | N |  | N |  | N |  | N | Prior to FY1415=NOT required
E00517 | 04-05 | 2005-08-01 | 2009-08-01 |  | University Funded | University Funded | Philips |  | Scanner | Quaser Dual 3T Scanner MMT 1851 | Hope Hospital (SRFT) |  | Barry Whithall | Alan Jackson | 1 Good | 2 Good | 2 General purpose research | 0 | MHS | Cancer & Enabling Sciences |  | MRIF | 3c1 | 3. Materials Characterisation | C. Imaging | 1. Magnetic Resonance | [5 empty] | HA514 | LE00112 | 9011 | LC10001 | 6522 | 9013 | 00 | 60000 | 60000 | 0 | 0 | 0 | 60000 | [12 empty] | 60000 | 60000 |  | 0 | [23 empty] | 60000 | 48 | 4 | Motor vehicles and other general equipment |  | N |  | N |  | N |  | N |  | N | Prior to FY1415=NOT required
E00518 | 04-05 | 2004-08-01 06:00 | 2019-08-01 |  | University Funded | University Funded |  |  | Dark Fibre | E-Merlin - Dark Fibre | Underground Linkage between Telescopes | Jodrell Bank | Simon Garrington | [5 empty] | EPS | Physics | [11 empty] | LC10012 | LC10012 | 9011 | AA06253 | 6522 | 9013 | 00 | 215160.83 | 172128.664 | 43032.166 | 0 | 1195.3379 | 215160.83 | [12 empty] | 215160.83 | 170933.3261 |  | 1195.3379 | [23 empty] | 172128.664 | 180 | 15 | Does not match Policy. Check | UEL set up in line with the Merlin contract (2005-2020) | N |  | N |  | N |  | N |  | N | Prior to FY1415=NOT required
E00519 | 04-05 | 2004-08-01 06:00 | 2019-08-01 |  | University Funded | University Funded |  |  | Dark Fibre | E-Merlin - Dark Fibre | Underground Linkage between Telescopes | Jodrell Bank | Simon Garrington | [5 empty] | EPS | Physics | [11 empty] | LC10012 | LC10012 | 9011 | AA06253 | 6522 | 9013 | 00 | 161370.62 | 129096.496 | 32274.124 | 0 | 896.5034 | 161370.62 | [12 empty] | 161370.62 | 128199.9926 |  | 896.5034 | [23 empty] | 129096.496 | 180 | 15 | Does not match Policy. Check | UEL set up in line with the Merlin contract (2005-2020) | N |  | N |  | N |  | N |  | N | Prior to FY1415=NOT required
E00520 | 04-05 | 2005-08-01 | 2009-08-01 |  | University Funded | University Funded | IBM | T x series Hardware | Server | Server - San Storage & Fast T x series Hardware | Room G608, Stopford | Stopford Building | Chris Taylor and Warren Mittoo | Chris Taylor | 1 Good | 2 Good | 2 General purpose research | 0 | MHS | Cancer & Enabling Sciences |  | imaging sciences SAN | 6a1 | 6. Infrastructure | A. IT | 1. Server | [5 empty] | HA091 | LE00112 | 9011 | LC10001 | 6522 | 9013 | 00 | 102094.72 | 102094.72 | 0 | 0 | 0 | 102094.72 | [12 empty] | 102094.72 | 102094.72 |  | 0 | [23 empty] | 102094.72 | 48 | 4 | Motor vehicles and other general equipment |  | N |  | N |  | N |  | N |  | N | Prior to FY1415=NOT required
E00521 | 04-05 | 2005-08-01 | 2009-08-01 |  | University Funded | University Funded |  |  | Variable Flow Chromography | Variable Flow Chromography | Michael Smith Building | Michael Smith Building | David Knight |  |  |  |  | 0 | FLS | Life Sciences |  |  | 3L5 | 3. Materials Characterisation | L. Chemical Analysis | 5. Chromatography | [5 empty] | EA010 | LE00111 | 9011 | LC10010 | 6522 | 9013 | 00 | 26487 | 26487 | 0 | 0 | 0 | 26487 | [12 empty] | 26487 | 26487 |  | 0 | [23 empty] | 26487 | 48 | 4 | Motor vehicles and other general equipment |  | N |  | N |  | N |  | N |  | N | Prior to FY1415=NOT required
E00522 | 04-05 | 2004-08-01 06:00 | 2019-08-01 |  | University Funded | University Funded |  |  | Dark Fibre | E-Merlin - Dark Fibre (25% of a lease) | Underground Linkage between Telescopes | Jodrell Bank | Simon Garrington | [5 empty] | EPS | Physics | [11 empty] | LC10012 | LC10012 | 9011 | AA06253 | 6522 | 9013 | 00 | 9400 | 7520 | 1880 | 0 | 52.2222 | 9400 | [12 empty] | 9400 | 7467.7778 |  | 52.2222 | [23 empty] | 7520 | 180 | 15 | Does not match Policy. Check | UEL set up in line with the Merlin contract (2005-2020) | N |  | N |  | N |  | N |  | N | Prior to FY1415=NOT required
E00523 | 04-05 | 2004-08-01 06:00 | 2019-08-01 |  | University Funded | University Funded |  |  | Dark Fibre | E-Merlin - Dark Fibre (25% of a lease) | Underground Linkage between Telescopes | Jodrell Bank | Simon Garrington | [5 empty] | EPS | Physics | [11 empty] | LC10012 | LC10012 | 9011 | AA06253 | 6522 | 9013 | 00 | 222515.63 | 178012.504 | 44503.126 | 0 | 1236.1979 | 222515.63 | [12 empty] | 222515.63 | 176776.3061 |  | 1236.1979 | [23 empty] | 178012.504 | 180 | 15 | Does not match Policy. Check | UEL set up in line with the Merlin contract (2005-2020) | N |  | N |  | N |  | N |  | N | Prior to FY1415=NOT required
E00525 | 04-05 | 2005-08-01 | 2009-08-01 |  | University Funded | University Funded | Faxitron | CP-160 | Faxitron Model CP-160 | Faxitron Model CP-160 | Stopford Building | Stopford Building | I Stratford | I Stratford | 1 Good | 2 Good | 3 Research and Teaching | 0.2 | MHS | Pharmacy |  |  | 2d3 | 2. Process Equipment – Biological | D. Sterilisation | 3. Irradiation | [5 empty] | EA076 | LE00116 | 9011 | LC10008 | 6522 | 9013 | 00 | 41020 | 41020 | 0 | 0 | 0 | 41020 | [12 empty] | 41020 | 41020 |  | 0 | [23 empty] | 41020 | 48 | 4 | Motor vehicles and other general equipment |  | N |  | N |  | N |  | N |  | N | Prior to FY1415=NOT required
E00526 | 04-05 | 2004-08-01 06:00 | 2019-08-01 |  | University Funded | University Funded |  |  | E-Merlin | E-Merlin | Underground Linkage between Telescopes | Jodrell Bank | Simon Garrington | [5 empty] | EPS | Physics | [11 empty] | LC10012 | LC10012 | 9011 | AA06253 | 6522 | 9013 | 00 | 21516.08 | 17212.864 | 4303.216 | 0 | 119.5338 | 21516.08 | [12 empty] | 21516.08 | 17093.3302 |  | 119.5338 | [23 empty] | 17212.864 | 180 | 15 | Does not match Policy. Check | UEL set up in line with the Merlin contract (2005-2020) | N |  | N |  | N |  | N |  | N | Prior to FY1415=NOT required
E00527 | 04-05 | 2004-08-01 06:00 | 2019-08-01 |  | University Funded | University Funded |  |  | Dark Fibre | E-Merlin - Dark Fibre | Underground Linkage between Telescopes | Jodrell Bank | Simon Garrington | [5 empty] | EPS | Physics | [11 empty] | LC10012 | LC10012 | 9011 | AA06253 | 6522 | 9013 | 00 | 113159.55 | 90527.64 | 22631.91 | 0 | 628.6642 | 113159.55 | [12 empty] | 113159.55 | 89898.9758 |  | 628.6642 | [23 empty] | 90527.64 | 180 | 15 | Does not match Policy. Check | UEL set up in line with the Merlin contract (2005-2020) | N |  | N |  | N |  | N |  | N | Prior to FY1415=NOT required
E00528 | 04-05 | 2004-08-01 06:00 | 2019-08-01 |  | University Funded | University Funded |  |  | Dark Fibre | E-Merlin - Dark Fibre | Underground Linkage between Telescopes | Jodrell Bank | Simon Garrington | [5 empty] | EPS | Physics | [11 empty] | LC10012 | LC10012 | 9011 | AA06253 | 6522 | 9013 | 00 | 47968.2 | 38374.56 | 9593.64 | 0 | 266.49 | 47968.2 | [12 empty] | 47968.2 | 38108.07 |  | 266.49 | [23 empty] | 38374.56 | 180 | 15 | Does not match Policy. Check | UEL set up in line with the Merlin contract (2005-2020) | N |  | N |  | N |  | N |  | N | Prior to FY1415=NOT required
E00531 | 04-05 | 2005-08-01 | 2009-08-01 |  | University Funded | University Funded |  |  | Dark Fibre | E-Merlin - Dark Fibre | Underground Linkage between Telescopes | Jodrell Bank | Simon Garrington | [5 empty] | EPS | Physics | [11 empty] | EG063 | LE00109 | 9011 | LC10012 | 6522 | 9013 | 00 | 39310.8 | 39310.8 | 0 | 0 | 0 | 39310.8 | [12 empty] | 39310.8 | 39310.8 |  | 0 | [23 empty] | 39310.8 | 48 | 4 | Motor vehicles and other general equipment |  | N |  | N |  | N |  | N |  | N | Prior to FY1415=NOT required
E00532 | 04-05 | 2004-08-01 06:00 | 2019-08-01 |  | University Funded | University Funded |  |  | E-Merlin | E-Merlin | Underground Linkage between Telescopes | Jodrell Bank | Simon Garrington | [5 empty] | EPS | Physics | [11 empty] | LC10012 | LC10012 | 9011 | AA06253 | 6522 | 9013 | 00 | 150879.4 | 120703.52 | 30175.88 | 0 | 838.2189 | 150879.4 | [12 empty] | 150879.4 | 119865.3011 |  | 838.2189 | [23 empty] | 120703.52 | 180 | 15 | Does not match Policy. Check | UEL set up in line with the Merlin contract (2005-2020) | N |  | N |  | N |  | N |  | N | Prior to FY1415=NOT required
E00533 | 04-05 | 2004-08-01 06:00 | 2019-08-01 |  | University Funded | University Funded |  |  | E-Merlin | E-Merlin | Underground Linkage between Telescopes | Jodrell Bank | Simon Garrington | [5 empty] | EPS | Physics | [11 empty] | LC10012 | LC10012 | 9011 | AA06253 | 6522 | 9013 | 00 | 63957.6 | 51166.08 | 12791.52 | 0 | 355.32 | 63957.6 | [12 empty] | 63957.6 | 50810.76 |  | 355.32 | [23 empty] | 51166.08 | 180 | 15 | Does not match Policy. Check | UEL set up in line with the Merlin contract (2005-2020) | N |  | N |  | N |  | N |  | N | Prior to FY1415=NOT required
E00534 | 04-05 | 2005-08-01 | 2009-08-01 |  | University Funded | University Funded | Steinway |  | Steinway Model B Piano | Steinway Model "B" Grand Piano (serial 419002) | Martin Harris Centre F40 | Martin Harris Centre | SAHC - MHC | SAHC - MHC | 2 Adequate | 3 Adequate | 3 Research and Teaching | 0 | Humanities | School of Arts, Languages and Cultures | [7 empty] | Yes | 2016-07-01 | Confirmed by Ian Rodd via signed verification form | as per FY1516 YrEnd Verification & Impairments Exercise in Jul'16 | LV000 | LE00015 | 9011 | LC10033 | 6522 | 9013 | 00 | 45750 | 45750 | 0 | 0 | 0 | 45750 | [12 empty] | 45750 | 45750 |  | 0 | [23 empty] | 45750 | 48 | 4 | Motor vehicles and other general equipment |  | N |  | N |  | N |  | N |  | Y | Prior to FY1415=NOT required
E00536 | 04-05 | 2005-08-01 | 2009-08-01 |  | University Funded | University Funded |  |  | Integrated Aquarium System | Integrated Aquarium System | Aquarium Infrastructure | [7 empty] | FLS | Life Sciences |  | BSF | 3d1 | 3. Materials Characterisation | D. Optical Microscopy | 1. Confocal | [5 empty] | DA011 | LE00111 | 9011 | LC10010 | 6522 | 9013 | 00 | 13672.5 | 13672.5 | 0 | 0 | 0 | 13672.5 | [12 empty] | 13672.5 | 13672.5 |  | 0 | [23 empty] | 13672.5 | 48 | 4 | Motor vehicles and other general equipment |  | N |  | N |  | N |  | N |  | N | Prior to FY1415=NOT required
E00537 | 04-05 | 2005-08-01 | 2009-08-01 |  | University Funded | University Funded | Luna |  | Luna Imaging software | Building, managing and distributing on-line image collections | Deansgate Library - Imaging Team | John Rylands Library, Deansgate | Rachel Beckett |  | 1 Good | 2 Good | 3 Research and Teaching | 0 | Library and Cultural Institutions | JRUL | [9 empty] | Verified as part of data cleanse exercise (March 2015) |  | JA226 | LE00048 | 9011 | LC10053 | 6522 | 9013 | 00 | 27734.94 | 27734.94 | 0 | 0 | 0 | 27734.94 | [12 empty] | 27734.94 | 27734.94 |  | 0 | [23 empty] | 27734.94 | 48 | 4 | Motor vehicles and other general equipment |  | N |  | N |  | N |  | N |  | N | Prior to FY1415=NOT required
E00538 | 04-05 | 2005-08-01 | 2009-08-01 |  | University Funded | University Funded | Hurco | Hawk 30M | Milling Machine | Hurco Hawk 30M Milling Machine | Materials Science Building B13 | Materials Science Building | Mark Harris | John Goodier | 1 Good | 2 Good | 3 Research and Teaching | 0.1 | EPS | Materials |  |  | 6C6 | 6. Infrastructure | C. Workshop | 6. Milling |  | yes | 2015-07-01 | PAUL JORDAN/JOHN GOODIER | as per Jun'15 verification exercise for FY14-15 YrEnd | EA010 | LE00107 | 9011 | LC10018 | 6522 | 9013 | 00 | 15556.26 | 15556.26 | 0 | 0 | 0 | 15556.26 | [12 empty] | 15556.26 | 15556.26 |  | 0 | [23 empty] | 15556.26 | 48 | 4 | Motor vehicles and other general equipment |  | N |  | N |  | N |  | N |  | Y
E00539 | 04-05 | 2005-08-01 | 2009-08-01 |  | University Funded | University Funded |  |  | Dark Fibre | E-Merlin - Dark Fibre | Underground Linkage between Telescopes | Jodrell Bank | Simon Garrington | [5 empty] | EPS | Physics | [11 empty] | EG062 | LE00109 | 9011 | LC10012 | 6522 | 9013 | 00 | 21483.7 | 21483.7 | 0 | 0 | 0 | 21483.7 | [12 empty] | 21483.7 | 21483.7 |  | 0 | [23 empty] | 21483.7 | 48 | 4 | Motor vehicles and other general equipment |  | N |  | N |  | N |  | N |  | N | Prior to FY1415=NOT required
E00540 | 04-05 | 2005-08-01 | 2009-08-01 |  | University Funded | University Funded |  |  | Integrated Aquarium System | Integrated Aquarium System | Aquarium Infrastructure | [7 empty] | FLS | Life Sciences |  | BSF | 3c5 | 3. Materials Characterisation | C. Imaging | 5. In Vivo Fluorescence | [5 empty] | DA011 | LE00111 | 9011 | LC10010 | 6522 | 9013 | 00 | 54690 | 54690 | 0 | 0 | 0 | 54690 | [12 empty] | 54690 | 54690 |  | 0 | [23 empty] | 54690 | 48 | 4 | Motor vehicles and other general equipment |  | N |  | N |  | N |  | N |  | N | Prior to FY1415=NOT required
E00541 | 04-05 | 2004-08-01 06:00 | 2019-08-01 |  | University Funded | University Funded |  |  | Footprints | E-Merlin - Footprints | Underground Linkage between Telescopes | Jodrell Bank | Simon Garrington | [5 empty] | EPS | Physics | [11 empty] | LC10012 | LC10012 | 9011 | AA06253 | 6522 | 9013 | 00 | 14335 | 11468 | 2867 | 0 | 79.6389 | 14335 | [12 empty] | 14335 | 11388.3611 |  | 79.6389 | [23 empty] | 11468 | 180 | 15 | Does not match Policy. Check | UEL set up in line with the Merlin contract (2005-2020) | N |  | N |  | N |  | N |  | N | Prior to FY1415=NOT required
E00544 | 04-05 | 2005-08-01 | 2009-08-01 |  | University Funded | University Funded |  |  | Microscope System | Microscope System | Room 1.020 AV Hill | A V Hill Building | [5 empty] | 0 | MHS | School of Medicine | [11 empty] | EA011 | AA03261 | 9011 | AA03261 | 6522 | 9013 | 00 | 29419.47 | 29419.47 | 0 | 0 | 0 | 29419.47 | [12 empty] | 29419.47 | 29419.47 |  | 0 | [23 empty] | 29419.47 | 48 | 4 | Motor vehicles and other general equipment |  | N |  | N |  | N |  | N |  | N | Prior to FY1415=NOT required
E00545 | 04-05 | 2005-08-01 | 2009-08-01 |  | University Funded | University Funded |  |  | Minilab Vacuum deposition system | Minilab Vacuum deposition system | Schuster nano lab | Schuster Building | Andre Geim | Andre Geim | 1 Good | 2 Good | 1 Dedicated to particular experiment | 0 | EPS | Physics |  |  | 1A6 | 1. Process Equipment – Physical | A. Thin Film Deposition | 6. Electrodeposition |  |  |  | Data confirmed as part of data cleanse exercise (March 2015). Asset not physically verified. |  | EK000 | LE00109 | 9011 | LC10045 | 6522 | 9013 | 00 | 12319.52 | 12319.52 | 0 | 0 | 0 | 12319.52 | [12 empty] | 12319.52 | 12319.52 |  | 0 | [23 empty] | 12319.52 | 48 | 4 | Motor vehicles and other general equipment |  | N |  | N |  | N |  | N |  | N | Prior to FY1415=NOT required
E00546 | 04-05 | 2005-08-01 | 2009-08-01 |  | University Funded | University Funded | Steinway |  | Steinway Model B Piano - (serial 569990) | Steinway Model "B" Grand Piano (serial 569990) | Martin Harris Centre F41 | Martin Harris Centre | SAHC - MHC | SAHC - MHC | 1 Good | 2 Good | 3 Research and Teaching | 0 | Humanities | School of Arts, Languages and Cultures | [7 empty] | Yes | 2016-07-01 | Confirmed by Ian Rodd via signed verification form | as per FY1516 YrEnd Verification & Impairments Exercise in Jul'16 | JA799 | LE00015 | 9011 | LC10033 | 6522 | 9013 | 00 | 5000 | 5000 | 0 | 0 | 0 | 5000 | [12 empty] | 5000 | 5000 |  | 0 | [23 empty] | 5000 | 48 | 4 | Motor vehicles and other general equipment |  | N |  | N |  | N |  | N |  | Y | Prior to FY1415=NOT required
E00546 | 04-05 | 2005-08-01 | 2009-08-01 |  | University Funded | University Funded | Steinway |  | Steinway Model B Piano - (serial 566988) | Steinway Model "B" Grand Piano (serial 566988) | Martin Harris Centre F37 | Martin Harris Centre | SAHC - MHC | SAHC - MHC | 1 Good | 2 Good | 3 Research and Teaching | 0 | Humanities | School of Arts, Languages and Cultures | [7 empty] | Yes | 2016-07-01 | Confirmed by Ian Rodd via signed verification form | as per FY1516 YrEnd Verification & Impairments Exercise in Jul'16 | LV001 | LE00015 | 9011 | LC10033 | 6522 | 9013 | 00 | 30590 | 30590 | 0 | 0 | 0 | 30590 | [12 empty] | 30590 | 30590 |  | 0 | [23 empty] | 30590 | 48 | 4 | Motor vehicles and other general equipment |  | N |  | N |  | N |  | N |  | Y | Prior to FY1415=NOT required
E00546 | 04-05 | 2005-08-01 | 2009-08-01 |  | University Funded | University Funded | Steinway |  | Bechstein- Model B Piano - (serial (72547) | Bechstein Model "B" Grand Piano (72547) | Martin Harris Centre SL26 BT | Martin Harris Centre | SAHC - MHC | SAHC - MHC | 1 Good | 2 Good | 3 Research and Teaching | 0 | Humanities | School of Arts, Languages and Cultures | [7 empty] | Yes | 2016-07-01 | Confirmed by Ian Rodd via signed verification form | as per FY1516 YrEnd Verification & Impairments Exercise in Jul'16 | EA037 | LE00015 | 9011 | LC10031 | 6522 | 9013 | 00 | 5500 | 5500 | 0 | 0 | 0 | 5500 | [12 empty] | 5500 | 5500 |  | 0 | [23 empty] | 5500 | 48 | 4 | Motor vehicles and other general equipment |  | N |  | N |  | N |  | N |  | Y | Prior to FY1415=NOT required
E00546 | 04-05 | 2005-08-01 | 2009-08-01 |  | University Funded | University Funded | Steinway |  | Bechstein- Model B Piano - (serial (72547) | Bechstein Model "B" Grand Piano (72547) | Martin Harris Centre SL26 BT | Martin Harris Centre | SAHC - MHC | SAHC - MHC | 1 Good | 2 Good | 3 Research and Teaching | 0 | Humanities | School of Arts, Languages and Cultures | [7 empty] | Yes | 2016-07-01 | Confirmed by Ian Rodd via signed verification form | as per FY1516 YrEnd Verification & Impairments Exercise in Jul'16 | EA010 | LE00015 | 9011 | LC10031 | 6522 | 9013 | 00 | 1139.99 | 1139.99 | 0 | 0 | 0 | 1139.99 | [12 empty] | 1139.99 | 1139.99 |  | 0 | [23 empty] | 1139.99 | 48 | 4 | Motor vehicles and other general equipment |  | N |  | N |  | N |  | N |  | Y | Prior to FY1415=NOT required
E00550 | 03-04 | 2003-07-01 12:00 | 2013-07-01 |  | University Funded | University Funded | Zwick | Z050 | Zwick Model Z050 | Zwick Model Z050 | Sackville Street Building A35 | Sackville Street Building | Adrian Handley | Chris Carr | 1 Good | 2 Good | 2 General purpose research | 0.8 | EPS | Materials |  | Material Testinghttp://www.materials.manchester.ac.uk/industry/materialstestinganalysis/index.html | 3K1 | 3. Materials Characterisation | K. Mechanical Properties | 1. Tensometer |  | yes | 2015-07-01 | PAUL JORDAN/JOHN GOODIER | as per Jun'15 verification exercise for FY14-15 YrEnd | LC10018 | LC10018 | 9011 | AA01910 | 6522 | 9013 | 00 | 46498 | 46498 | 0 | 0 | 0 | 46498 | [12 empty] | 46498 | 46498 |  | 0 | [23 empty] | 46498 | 120 | 10 | Boilers, building plant and scientific equipment |  | N |  | N |  | N |  | N |  | Y
E00551 | 03-04 | 2003-07-01 12:00 | 2013-07-01 |  | University Funded | University Funded |  |  | camera | Projector/Digital camera | Materials Science Building A35b | Materials Science Building | [5 empty] | 0 | EPS | Materials | [7 empty] | yes | 2015-07-01 | PAUL JORDAN/JOHN GOODIER | as per Jun'15 verification exercise for FY14-15 YrEnd | LC10018 | LC10018 | 9011 | AA01910 | 6522 | 9013 | 00 | 14905.93 | 14905.93 | 0 | 0 | 0 | 14905.93 | [12 empty] | 14905.93 | 14905.93 |  | 0 | [23 empty] | 14905.93 | 120 | 10 | Boilers, building plant and scientific equipment |  | N |  | N |  | N |  | N |  | Y
E00552 | 03-04 | 2003-07-01 12:00 | 2013-07-01 |  | University Funded | University Funded | Agilent |  | Agilent impedance tester | Agilent impedance tester | Materials Science Building A35 | Materials Science Building | Andrij Zadoroshnyj | Ian Kinloch |  |  |  | 0 | EPS | Materials |  |  | 4B1 | 4. Sample Measurement/Analysis | B. Electronic | 1. Network Analyser |  | yes | 2015-07-01 | PAUL JORDAN/JOHN GOODIER | as per Jun'15 verification exercise for FY14-15 YrEnd | LC10018 | LC10018 | 9011 | AA01910 | 6522 | 9013 | 00 | 14170.7 | 14170.7 | 0 | 0 | 0 | 14170.7 | [12 empty] | 14170.7 | 14170.7 |  | 0 | [23 empty] | 14170.7 | 120 | 10 | Boilers, building plant and scientific equipment |  | N |  | N |  | N |  | N |  | Y
E00553 | 03-04 | 2003-07-01 12:00 | 2013-07-01 |  | University Funded | University Funded |  |  | Raschel Machine | Raschel Machine | Sackville Street Building A35 | Sackville Street Building | Peter Moroz | Prasad Potluri | 2 Adequate | 3 Adequate | 4 Not used in past year | 0.9 | EPS | Materials |  |  | 1J1 | 1. Process Equipment – Physical | J. Textiles | 1. Textiles Production |  | yes | 2015-07-01 | PAUL JORDAN/JOHN GOODIER | as per Jun'15 verification exercise for FY14-15 YrEnd | LC10018 | LC10018 | 9011 | AA01910 | 6522 | 9013 | 00 | 9995 | 9995 | 0 | 0 | 0 | 9995 | [12 empty] | 9995 | 9995 |  | 0 | [23 empty] | 9995 | 120 | 10 | Boilers, building plant and scientific equipment |  | N |  | N |  | N |  | N |  | Y
E00555 | 01-02 | 2001-08-01 12:00 | 2011-08-01 |  | University Funded | University Funded | Beckman Coulter | Type 50.2 TI Rotor | FIXED ANGLE ROTOR | TYPE 50.2 TI FIXED ANGLE ROTOR | MIB Building | MIB Building | [5 empty] | 0 | FLS | Life Sciences | 581433 |  | 6d2 | 6. Infrastructure | D. Laboratory | 2. Medical | [5 empty] | LC10010 | LC10010 | 9011 | LC10010 | 6522 | 9013 | 00 | 7320 | 7320 | 0 | 0 | 0 | 7320 | [12 empty] | 7320 | 7320 |  | 0 | [23 empty] | 7320 | 120 | 10 | Boilers, building plant and scientific equipment |  | N |  | N |  | N |  | N |  | N | Prior to FY1415=NOT required
E00556 | 01-02 | 2001-08-01 12:00 | 2011-08-01 |  | University Funded | University Funded | Lancer | 1600 LXP | WASHING DRYING MACHINE | LANCER 1600 UP UNIVERSAL PROGRAMMING WASHING DRYING MACHINE | MIB Building | MIB Building | [5 empty] | 0 | FLS | Life Sciences | 578888 |  | 6d2 | 6. Infrastructure | D. Laboratory | 2. Medical | [5 empty] | LC10010 | LC10010 | 9011 | LC10010 | 6522 | 9013 | 00 | 24655.5 | 24655.5 | 0 | 0 | 0 | 24655.5 | [12 empty] | 24655.5 | 24655.5 |  | 0 | [23 empty] | 24655.5 | 120 | 10 | Boilers, building plant and scientific equipment |  | N |  | N |  | N |  | N |  | N | Prior to FY1415=NOT required
E00557 | 01-02 | 2001-08-01 12:00 | 2011-08-01 |  | University Funded | University Funded | Zeiss | LSM 510 | LSM 510 CONFOCAL MICROSCOPE | LSM 510 CONFOCAL MICROSCOPE ON AXIOVERT 200M | MIB Building | MIB Building | [5 empty] | 0 | FLS | Life Sciences | 577124 |  | 3D1 | 3. Materials Characterisation | D. Optical Microscopy | 1. Confocal | [5 empty] | LC10010 | LC10010 | 9011 | LC10010 | 6522 | 9013 | 00 | 40381.18 | 40381.18 | 0 | 0 | 0 | 40381.18 | [12 empty] | 40381.18 | 40381.18 |  | 0 | [23 empty] | 40381.18 | 120 | 10 | Boilers, building plant and scientific equipment |  | N |  | N |  | N |  | N |  | N | Prior to FY1415=NOT required
E00558 | 01-02 | 2001-08-01 12:00 | 2011-08-01 |  | University Funded | University Funded | Photometrics | CoolSNAP ES2 | COOLSNAP CCD CAMERA | COOLSNAP CCD CAMERA ASSOCIATED SOFT AND HARDWARE | MIB Building | MIB Building | [5 empty] | 0 | FLS | Life Sciences | 577125 |  | 3C5 | 3. Materials Characterisation | C. Imaging | 5. In Vivo Fluorescence | [5 empty] | LC10010 | LC10010 | 9011 | LC10010 | 6522 | 9013 | 00 | 49483 | 49483 | 0 | 0 | 0 | 49483 | [12 empty] | 49483 | 49483 |  | 0 | [23 empty] | 49483 | 120 | 10 | Boilers, building plant and scientific equipment |  | N |  | N |  | N |  | N |  | N | Prior to FY1415=NOT required
E00562 | 01-02 | 2001-08-01 12:00 | 2011-08-01 |  | University Funded | University Funded |  |  | FIELD TESTING INSTRUMENT | HUMPHREY FIELD TESTING INSRUME | [7 empty] | 0 | FLS | Life Sciences | 575985 |  | 4G7 | 4. Sample Measurement/Analysis | G. Bio-Medical | 7. Optical | [5 empty] | LC10010 | LC10010 | 9011 | LC10010 | 6522 | 9013 | 00 | 4051.81 | 4051.81 | 0 | 0 | 0 | 4051.81 | [12 empty] | 4051.81 | 4051.81 |  | 0 | [23 empty] | 4051.81 | 120 | 10 | Boilers, building plant and scientific equipment |  | N |  | N |  | N |  | N |  | N | Prior to FY1415=NOT required
E00563 | 01-02 | 2001-08-01 12:00 | 2011-08-01 |  | University Funded | University Funded |  |  | FIELD TESTING INSTRUMENT | HUMPHREY FIELD TESTING INSRUME | [7 empty] | 0 | FLS | Life Sciences | 575985 |  | 4G7 | 4. Sample Measurement/Analysis | G. Bio-Medical | 7. Optical | [5 empty] | LC10010 | LC10010 | 9011 | LC10010 | 6522 | 9013 | 00 | 24666.94 | 24666.94 | 0 | 0 | 0 | 24666.94 | [12 empty] | 24666.94 | 24666.94 |  | 0 | [23 empty] | 24666.94 | 120 | 10 | Boilers, building plant and scientific equipment |  | N |  | N |  | N |  | N |  | N | Prior to FY1415=NOT required
E00564 | 01-02 | 2001-08-01 12:00 | 2011-08-01 |  | University Funded | University Funded |  |  | TWIN SCREW LOSS | P3-DDSR 20 TWIN SCREW LOSS IN | Materials Science Building A37 | Materials Science Building | Andy Zad | Arthur Wilkinson | 1 Good |  |  | 0 | EPS | Materials | 576106 |  | 3K7 | 3. Materials Characterisation | K. Mechanical Properties | 7. Extrusion |  | yes | 2015-07-01 | PAUL JORDAN/JOHN GOODIER | as per Jun'15 verification exercise for FY14-15 YrEnd | LC10018 | LC10018 | 9011 | LC10018 | 6522 | 9013 | 00 | 10557.01 | 10557.01 | 0 | 0 | 0 | 10557.01 | [12 empty] | 10557.01 | 10557.01 |  | 0 | [23 empty] | 10557.01 | 120 | 10 | Boilers, building plant and scientific equipment |  | N |  | N |  | N |  | N |  | Y
E00566 | 01-02 | 2001-08-01 12:00 | 2011-08-01 |  | University Funded | University Funded |  |  | NITROGEN GENERATOR | NITROGEN GENERATOR NM-30LA | School request write off |  |  |  | 1 Good | 2 Good |  |  | EPS | Chemistry | 575746 | [8 empty] | Data confirmed as part of data cleanse exercise (March 2015). Asset not physically verified. |  | LC10011 | LC10011 | 9011 | LC10011 | 6522 | 9013 | 00 | 7323.29 | 7323.29 | 0 | 0 | 0 | 7323.29 | [12 empty] | 7323.29 | 7323.29 |  | 0 | [23 empty] | 7323.29 | 120 | 10 | Boilers, building plant and scientific equipment |  | N |  | N |  | N |  | N |  | N | Prior to FY1415=NOT required
E00567 | 01-02 | 2001-08-01 12:00 | 2011-08-01 |  | University Funded | University Funded |  |  | No information | No information | School request write off | [7 empty] | FLS | Life Sciences | 575785 | [10 empty] | LC10010 | LC10010 | 9011 | LC10010 | 6522 | 9013 | 00 | 14543.55 | 14543.55 | 0 | 0 | 0 | 14543.55 | [12 empty] | 14543.55 | 14543.55 |  | 0 | [23 empty] | 14543.55 | 120 | 10 | Boilers, building plant and scientific equipment |  | N |  | N |  | N |  | N |  | N | Prior to FY1415=NOT required
E00568 | 01-02 | 2001-08-01 12:00 | 2011-08-01 |  | University Funded | University Funded |  |  | Atmospheric Research Inst | Atmospheric Research Inst | [8 empty] | EPS | SEAES | [7 empty] | yes | 2016-07-01 | Confirmed by Vikki Fellows with signed verification form | as per FY1516 YrEnd Verification & Impairments Exercise in Jul'16 | LC10012 | LC10012 | 9011 | LC10012 | 6522 | 9013 | 00 | 12952.79 | 12952.79 | 0 | 0 | 0 | 12952.79 | [12 empty] | 12952.79 | 12952.79 |  | 0 | [23 empty] | 12952.79 | 120 | 10 | Boilers, building plant and scientific equipment |  | N |  | N |  | N |  | N |  | Y | Prior to FY1415=NOT required
E00569 | 01-02 | 2001-08-01 12:00 | 2011-08-01 |  | University Funded | University Funded | Topcon | Imagenet 2000 | Topcon Imagenet 2000 Eco | Topcon Imagenet 2000 Eco | [7 empty] | 0 | FLS | Life Sciences |  |  | 6d2 | 6. Infrastructure | D. Laboratory | 2. Medical | [5 empty] | LC10010 | LC10010 | 9011 | LC10010 | 6522 | 9013 | 00 | 7368.8 | 7368.8 | 0 | 0 | 0 | 7368.8 | [12 empty] | 7368.8 | 7368.8 |  | 0 | [23 empty] | 7368.8 | 120 | 10 | Boilers, building plant and scientific equipment |  | N |  | N |  | N |  | N |  | N | Prior to FY1415=NOT required
E00570 | 00-01 | 2001-08-01 12:00 | 2011-08-01 |  | University Funded | University Funded | Lemke | LDS 6 | Lemke LDS 6 | Partial Discharge Measurement System | Ferranti Building B23 | Ferranti Building | Frank Hogan | Ian Cotton | 1 Good | 2 Good | 1 Dedicated to particular experiment | 0.5 | EPS | EEE | 574708 |  | 4k1 | 4. Sample Measurement/Analysis | K. Electrical | 1. High Voltage |  | yes | 2015-07-01 | Verified by Frank Hogan | as per Jun'15 verification exercise for FY14-15 YrEnd | LC10020 | LC10020 | 9011 | LC10020 | 6522 | 9013 | 00 | 21826.25 | 21826.25 | 0 | 0 | 0 | 21826.25 | [12 empty] | 21826.25 | 21826.25 |  | 0 | [23 empty] | 21826.25 | 120 | 10 | Boilers, building plant and scientific equipment |  | N |  | N |  | N |  | N |  | Y |  |  | 21.01.16: consolidated multiple lines to one as per the exercise of FAR Cleanse
E00574 | 00-01 | 2000-07-01 12:00 | 2010-07-01 |  | University Funded | University Funded | Berthold Technologies | LB 970 | MICROPLATE FLUOROMETER | LB970 TWINKLE MICROPLATE FLUOROMETER WITH TOP/ BOTTOM READING AND HEATING | MIB Building | MIB Building | [5 empty] | 0 | FLS | Life Sciences | 574306 |  | 2e1 | 2. Process Equipment – Biological | E. Characterisation | 1. Fluorescent Readers | [5 empty] | LC10010 | LC10010 | 9011 | LC10010 | 6522 | 9013 | 00 | 16200 | 16200 | 0 | 0 | 0 | 16200 | [12 empty] | 16200 | 16200 |  | 0 | [23 empty] | 16200 | 120 | 10 | Boilers, building plant and scientific equipment |  | N |  | N |  | N |  | N |  | N | Prior to FY1415=NOT required
E00576 | 00-01 | 2001-08-01 12:00 | 2011-08-01 |  | University Funded | University Funded | Spectra-Physics, Aerotech | T80-YHP40-106Q, 532Q, 335Q & AST100 | LASER | T80-YHP40-106Q, 2Q SWITCHED LASER SYSTEM | Alan Turing Building 2.308 | Alan Turing Building | David Whitehead | David Whitehead | 1 Good | 2 Good | 3 Research and Teaching | 0.5 | EPS | MACE | 573727 |  | 4D5 | 4. Sample Measurement/Analysis | D. Laser | 5. Nanosecond | [5 empty] | LC10021 | LC10021 | 9011 | LC10021 | 6522 | 9013 | 00 | 19553.19 | 19553.19 | 0 | 0 | 0 | 19553.19 | [12 empty] | 19553.19 | 19553.19 |  | 0 | [23 empty] | 19553.19 | 120 | 10 | Boilers, building plant and scientific equipment |  | N |  | N |  | N |  | N |  | N | Prior to FY1415=NOT required
E00577 | 00-01 | 2001-08-01 12:00 | 2011-08-01 |  | University Funded | University Funded | Spectra-Physics, Aerotech | T80-YHP40-106Q, 532Q, 335Q & AST100 | LASER | T80-YHP40-106Q, 2Q SWITCHED LASER SYSTEM | Alan Turing Building 2.308 | Alan Turing Building | David Whitehead | David Whitehead | 1 Good | 2 Good | 3 Research and Teaching | 0.5 | EPS | MACE | 573727 |  | 4D5 | 4. Sample Measurement/Analysis | D. Laser | 5. Nanosecond | [5 empty] | LC10021 | LC10021 | 9011 | LC10021 | 6522 | 9013 | 00 | 9776.6 | 9776.6 | 0 | 0 | 0 | 9776.6 | [12 empty] | 9776.6 | 9776.6 |  | 0 | [23 empty] | 9776.6 | 120 | 10 | Boilers, building plant and scientific equipment |  | N |  | N |  | N |  | N |  | N | Prior to FY1415=NOT required
E00578 | 00-01 | 2001-08-01 12:00 | 2011-08-01 |  | University Funded | University Funded | Spectra-Physics, Aerotech | T80-YHP40-106Q, 532Q, 335Q & AST100 | LASER | T80-YHP40-106Q, 2Q SWITCHED LASER SYSTEM | Alan Turing Building 2.308 | Alan Turing Building | David Whitehead | David Whitehead | 1 Good | 2 Good | 3 Research and Teaching | 0.5 | EPS | MACE | 573727 |  | 4D5 | 4. Sample Measurement/Analysis | D. Laser | 5. Nanosecond | [5 empty] | LC10021 | LC10021 | 9011 | LC10021 | 6522 | 9013 | 00 | 27437.5 | 27437.5 | 0 | 0 | 0 | 27437.5 | [12 empty] | 27437.5 | 27437.5 |  | 0 | [23 empty] | 27437.5 | 120 | 10 | Boilers, building plant and scientific equipment |  | N |  | N |  | N |  | N |  | N | Prior to FY1415=NOT required
E00580 | 00-01 | 2000-07-01 12:00 | 2010-07-01 |  | University Funded | University Funded |  | LX4000 | MINI-LAB MODEL LX4000 | MINI-LAB MODEL LX4000 - EPS005520 | GB Room A21 |  | Andy Kennaugh |  |  |  |  | 0 | EPS | MACE | 573261 | [10 empty] | LC10021 | LC10021 | 9011 | LC10021 | 6522 | 9013 | 00 | 30062.79 | 30062.79 | 0 | 0 | 0 | 30062.79 | [12 empty] | 30062.79 | 30062.79 |  | 0 | [23 empty] | 30062.79 | 120 | 10 | Boilers, building plant and scientific equipment |  | N |  | N |  | N |  | N |  | N | Prior to FY1415=NOT required
E00581 | 00-01 | 2001-08-01 12:00 | 2011-08-01 |  | University Funded | University Funded | SPEC Inc. | CPI 1.0 | STANDARD CLOUD PARTICLE IMAGER | STANDARD CLOUD PARTICLE IMAGER | Simon Building 2.05, 2.06, FAAM Aircraft Cranfield | Simon Building | James Dorsey | Martin Gallagher | 2 Adequate | 2 Good | 2 General purpose research | 0.3 | EPS | SEAES | 570368 |  | 4J7 | 4. Sample Measurement/Analysis | J. Field Deployable | 7. Weather |  | yes | 2016-07-01 | Confirmed by Vikki Fellows with signed verification form | as per FY1516 YrEnd Verification & Impairments Exercise in Jul'16 | LC10012 | LC10012 | 9011 | LC10012 | 6522 | 9013 | 00 | 104702.53 | 104702.53 | 0 | 0 | 0 | 104702.53 | [12 empty] | 104702.53 | 104702.53 |  | 0 | [23 empty] | 104702.53 | 120 | 10 | Boilers, building plant and scientific equipment |  | N |  | N |  | N |  | N |  | Y | Prior to FY1415=NOT required
E00582 | 00-01 | 2000-07-01 12:00 | 2010-07-01 |  | University Funded | University Funded |  |  | FTIR - 8400 230V CE | FTIR - 8400 230V CE | B23 Jackson Mill | The Mill |  |  | 1 Good | 2 Good | 2 General purpose research | 0 | EPS | CEAS | 571475 | [6 empty] | yes | 2015-07-01 | GARY BURNS | as per Jun'15 verification exercise for FY14-15 YrEnd | LC10045 | LC10045 | 9011 | LC10045 | 6522 | 9013 | 00 | 24440.55 | 24440.55 | 0 | 0 | 0 | 24440.55 | [12 empty] | 24440.55 | 24440.55 |  | 0 | [23 empty] | 24440.55 | 120 | 10 | Boilers, building plant and scientific equipment |  | N |  | N |  | N |  | N |  | Y
E00583 | 00-01 | 2000-07-01 12:00 | 2010-07-01 |  | University Funded | University Funded |  |  | LAB. STERILIZER | DRYTON CASTLE LMGVAC7000 21 CU FT LAB. STERILIZER | MIB Building | MIB Building | [5 empty] | 0 | FLS | Life Sciences | 566531 |  | 2d1 | 2. Process Equipment – Biological | D. Sterilisation | 1. Autoclave | [5 empty] | LC10010 | LC10010 | 9011 | LC10010 | 6522 | 9013 | 00 | 26532 | 26532 | 0 | 0 | 0 | 26532 | [12 empty] | 26532 | 26532 |  | 0 | [23 empty] | 26532 | 120 | 10 | Boilers, building plant and scientific equipment |  | N |  | N |  | N |  | N |  | N | Prior to FY1415=NOT required
E00584 | 00-01 | 2000-07-01 12:00 | 2010-07-01 |  | University Funded | University Funded | Shimatronic | Flat Knitting Machine | FLAT KNITTING MACHINE | USED SHIMATRONIC COMPUTERISED FULLY AUTOMATIC FLAT KNITTING MACHINE | Sackville Street Building A35k | Sackville Street Building | Edward Lay | Prasad Potluri | 1 Good | 2 Good | 3 Research and Teaching | 0.6 | EPS | Materials | 571860 |  | 1J1 | 1. Process Equipment – Physical | J. Textiles | 1. Textiles Production |  | yes | 2015-07-01 | PAUL JORDAN/JOHN GOODIER | as per Jun'15 verification exercise for FY14-15 YrEnd | LC10018 | LC10018 | 9011 | LC10018 | 6522 | 9013 | 00 | 20677.5 | 20677.5 | 0 | 0 | 0 | 20677.5 | [12 empty] | 20677.5 | 20677.5 |  | 0 | [23 empty] | 20677.5 | 120 | 10 | Boilers, building plant and scientific equipment |  | N |  | N |  | N |  | N |  | Y
E00585 | 00-01 | 2000-07-01 12:00 | 2010-07-01 |  | University Funded | University Funded |  |  | AUTOLAB EQUIPMENT | AUTOLAB EQUIPMENT | [8 empty] | EPS | CEAS | 569662 | [8 empty] | Verified as part of data cleanse exercise (March 2015) |  | LC10045 | LC10045 | 9011 | LC10045 | 6522 | 9013 | 00 | 17871.68 | 17871.68 | 0 | 0 | 0 | 17871.68 | [12 empty] | 17871.68 | 17871.68 |  | 0 | [23 empty] | 17871.68 | 120 | 10 | Boilers, building plant and scientific equipment |  | N |  | N |  | N |  | N |  | N | Prior to FY1415=NOT required
E00586 | 00-01 | 2000-07-01 12:00 | 2010-07-01 |  | University Funded | University Funded |  |  | TYPE SW28 ROTOR | TYPE SW28 ROTOR | MIB Building | MIB Building | [5 empty] | 0 | FLS | Life Sciences | 571539 |  | 2b2 | 2. Process Equipment – Biological | B. Centrifuge | 2. High Speed | [5 empty] | LC10010 | LC10010 | 9011 | LC10010 | 6522 | 9013 | 00 | 8755.63 | 8755.63 | 0 | 0 | 0 | 8755.63 | [12 empty] | 8755.63 | 8755.63 |  | 0 | [23 empty] | 8755.63 | 120 | 10 | Boilers, building plant and scientific equipment |  | N |  | N |  | N |  | N |  | N | Prior to FY1415=NOT required
E00587 | 00-01 | 2000-07-01 12:00 | 2010-07-01 |  | University Funded | University Funded | Renishaw, Leica & Spectra-Physics | RM1000 & 163C | MICROSCOPE | MOTORISED XYZ STAGE FOR RENISHAW RAMAN MICROSCOPE | Photon Science Institute 3.207 Alan Turing | Alan Turing | Matthew Halsall | Matthew Halsall | 1 Good | 2 Good | 1 Dedicated to particular experiment | 0 | EPS | EEE | 570410 |  | 3A1 | 3. Materials Characterisation | A. Spectroscopy | 1. Raman | [5 empty] | LC10012 | LC10012 | 9011 | LC10012 | 6522 | 9013 | 00 | 15508.13 | 15508.13 | 0 | 0 | 0 | 15508.13 | [12 empty] | 15508.13 | 15508.13 |  | 0 | [23 empty] | 15508.13 | 120 | 10 | Boilers, building plant and scientific equipment |  | N |  | N |  | N |  | N |  | N | Prior to FY1415=NOT required
E00588 | 00-01 | 2000-07-01 12:00 | 2010-07-01 |  | University Funded | University Funded |  |  | CALIBRATION SYSTEM | ULTRAFINE PARTICLE CHARACTERISATION AND CALIBRATION SYSTEM | Sackville St Building G6 Aerosol Lab | Sackville Street Building | Paul Williams | Hugh Coe | 1 Good | 2 Good | 1 Dedicated to particular experiment | 0 | EPS | SEAES | 570362 |  | 3M1 | 3. Materials Characterisation | M. Physical Properties | 1. Particle Size Analysis |  | yes | 2016-07-01 | Confirmed by Vikki Fellows with signed verification form | as per FY1516 YrEnd Verification & Impairments Exercise in Jul'16 | LC10012 | LC10012 | 9011 | LC10012 | 6522 | 9013 | 00 | 140717.28 | 140717.28 | 0 | 0 | 0 | 140717.28 | [12 empty] | 140717.28 | 140717.28 |  | 0 | [23 empty] | 140717.28 | 120 | 10 | Boilers, building plant and scientific equipment |  | N |  | N |  | N |  | N |  | Y | Prior to FY1415=NOT required
E00589 | 00-01 | 2000-07-01 12:00 | 2010-07-01 |  | University Funded | University Funded |  |  | BIOLOGICAL SAFETY CABINET | UNIMAT II BIOLOGICAL SAFETY CABINET 1200MM | School request write off | [7 empty] | FLS | Life Sciences | 569839 | [10 empty] | LC10010 | LC10010 | 9011 | LC10010 | 6522 | 9013 | 00 | 5287 | 5287 | 0 | 0 | 0 | 5287 | [12 empty] | 5287 | 5287 |  | 0 | [23 empty] | 5287 | 120 | 10 | Boilers, building plant and scientific equipment |  | N |  | N |  | N |  | N |  | N | Prior to FY1415=NOT required
E00591 | 00-01 | 2000-07-01 12:00 | 2010-07-01 |  | University Funded | University Funded |  |  | TYPE SW40Ti ROTOR | TYPE SW40Ti ROTOR | MIB Building | MIB Building | [5 empty] | 0 | FLS | Life Sciences | 568597 |  | 2b2 | 2. Process Equipment – Biological | B. Centrifuge | 2. High Speed | [5 empty] | LC10010 | LC10010 | 9011 | LC10010 | 6522 | 9013 | 00 | 22362.34 | 22362.34 | 0 | 0 | 0 | 22362.34 | [12 empty] | 22362.34 | 22362.34 |  | 0 | [23 empty] | 22362.34 | 120 | 10 | Boilers, building plant and scientific equipment |  | N |  | N |  | N |  | N |  | N | Prior to FY1415=NOT required
E00592 | 00-01 | 2000-07-01 12:00 | 2010-07-01 |  | University Funded | University Funded |  |  | MICROVISION CAMERA | MICROVISION CAMERA | [7 empty] | 0 | EPS | CEAS | 569347 | [8 empty] | Verified as part of data cleanse exercise (March 2015) |  | LC10045 | LC10045 | 9011 | LC10045 | 6522 | 9013 | 00 | 8620 | 8620 | 0 | 0 | 0 | 8620 | [12 empty] | 8620 | 8620 |  | 0 | [23 empty] | 8620 | 120 | 10 | Boilers, building plant and scientific equipment |  | N |  | N |  | N |  | N |  | N | Prior to FY1415=NOT required
E00593 | 00-01 | 2000-07-01 12:00 | 2010-07-01 |  | University Funded | University Funded |  |  | DRYTON CASTLE LMGVAC7000 21 CU | DRYTON CASTLE LMGVAC7000 21 CU | MIB Building | MIB Building | [5 empty] | 0 | FLS | Life Sciences | 566531 |  | 2d1 | 2. Process Equipment – Biological | D. Sterilisation | 1. Autoclave | [5 empty] | LC10010 | LC10010 | 9011 | LC10010 | 6522 | 9013 | 00 | 26533 | 26533 | 0 | 0 | 0 | 26533 | [12 empty] | 26533 | 26533 |  | 0 | [23 empty] | 26533 | 120 | 10 | Boilers, building plant and scientific equipment |  | N |  | N |  | N |  | N |  | N | Prior to FY1415=NOT required
E00594 | 00-01 | 2000-07-01 12:00 | 2010-07-01 |  | University Funded | University Funded |  |  | HUMPHREY FIELD ANALYSER | HUMPHREY FIELD ANALYSER | [7 empty] | 0 | FLS | Life Sciences | 568198 |  | 6d2 | 6. Infrastructure | D. Laboratory | 2. Medical | [5 empty] | LC10010 | LC10010 | 9011 | LC10010 | 6522 | 9013 | 00 | 7343.75 | 7343.75 | 0 | 0 | 0 | 7343.75 | [12 empty] | 7343.75 | 7343.75 |  | 0 | [23 empty] | 7343.75 | 120 | 10 | Boilers, building plant and scientific equipment |  | N |  | N |  | N |  | N |  | N | Prior to FY1415=NOT required
E00595 | 00-01 | 2000-07-01 12:00 | 2010-07-01 |  | University Funded | University Funded | Biopac | BSL Ultimate System | ULTIMATE SYSTEMS | BIOPAC STUDENT LAB - ULTIMATE SYSTEMS (5) | [7 empty] | 0 | FLS | Life Sciences | 567355 |  | 4g1 | 4. Sample Measurement/Analysis | G. Bio-Medical | 1. Cardiovascular | [5 empty] | LC10010 | LC10010 | 9011 | LC10010 | 6522 | 9013 | 00 | 32035.48 | 32035.48 | 0 | 0 | 0 | 32035.48 | [12 empty] | 32035.48 | 32035.48 |  | 0 | [23 empty] | 32035.48 | 120 | 10 | Boilers, building plant and scientific equipment |  | N |  | N |  | N |  | N |  | N | Prior to FY1415=NOT required
E00596 | 99-00 | 2000-07-01 12:00 | 2010-07-01 |  | University Funded | University Funded |  |  | SSKW INVERTOR DTC | SSKW INVERTOR DTC - ACS601-007 | [7 empty] | 0 | EPS | Materials | 565236 | [10 empty] | LC10018 | LC10018 | 9011 | LC10018 | 6522 | 9013 | 00 | 7053.33 | 7053.33 | 0 | 0 | 0 | 7053.33 | [12 empty] | 7053.33 | 7053.33 |  | 0 | [23 empty] | 7053.33 | 120 | 10 | Boilers, building plant and scientific equipment |  | N |  | N |  | N |  | N |  | N | Prior to FY1415=NOT required
E00597 | 99-00 | 2000-07-01 12:00 | 2010-07-01 |  | University Funded | University Funded | Struers | Accutom-5 | ACCUTOM-5 | ACCUTOM-5 WITH SAMPLE ROTATION | Sackville St building A28 | Sackville Street Building |  |  | 1 Good | 2 Good | 2 General purpose research | 0.2 | EPS | MACE | 566021 | [10 empty] | LC10021 | LC10021 | 9011 | LC10021 | 6522 | 9013 | 00 | 6947.52 | 6947.52 | 0 | 0 | 0 | 6947.52 | [12 empty] | 6947.52 | 6947.52 |  | 0 | [23 empty] | 6947.52 | 120 | 10 | Boilers, building plant and scientific equipment |  | N |  | N |  | N |  | N |  | N | Prior to FY1415=NOT required
E00598 | 99-00 | 1999-07-01 12:00 | 2009-07-01 |  | University Funded | University Funded | Shimatronic | Flat Knitting Machine | FLAT KNITTING MACHINE | SHIMATRONIC COMPUTERISED FULLY AUTOMATIC FLAT KNITTING MACHINE AND DESIGN SYSTEM | Sackville Street Building A35k | Sackville Street Building | Edward Lay | Prasad Potluri | 1 Good | 2 Good | 3 Research and Teaching | 0.6 | EPS | Materials | 565626 |  | 1J1 | 1. Process Equipment – Physical | J. Textiles | 1. Textiles Production |  | yes | 2015-07-01 | PAUL JORDAN/JOHN GOODIER | as per Jun'15 verification exercise for FY14-15 YrEnd | LC10018 | LC10018 | 9011 | LC10018 | 6522 | 9013 | 00 | 102485.6 | 102485.6 | 0 | 0 | 0 | 102485.6 | [12 empty] | 102485.6 | 102485.6 |  | 0 | [23 empty] | 102485.6 | 120 | 10 | Boilers, building plant and scientific equipment |  | N |  | N |  | N |  | N |  | Y
E00599 | 99-00 | 1999-07-01 12:00 | 2009-07-01 |  | University Funded | University Funded | Singer | MSM System Series 200 | MICROMANIPULATOR | SINGER MSM SYSTEM SERIES 200 MICROMANIPULATOR | MIB Building | MIB Building | [5 empty] | 0 | FLS | Life Sciences | 564886 |  | 2c3 | 2. Process Equipment – Biological | C. Tissue Processing | 3. Microtome | [5 empty] | LC10010 | LC10010 | 9011 | LC10010 | 6522 | 9013 | 00 | 11800 | 11800 | 0 | 0 | 0 | 11800 | [12 empty] | 11800 | 11800 |  | 0 | [23 empty] | 11800 | 120 | 10 | Boilers, building plant and scientific equipment |  | N |  | N |  | N |  | N |  | N | Prior to FY1415=NOT required
E00602 | 99-00 | 1999-07-01 12:00 | 2009-07-01 |  | University Funded | University Funded |  |  | ANALYSER | MK1 DMTA ANALYSER | Materials Science Building B5 | Materials Science Building | Andrew Walwork | Brian Derby | 1 Good |  |  | 0 | EPS | Materials | 565376 |  | 3K8 | 3. Materials Characterisation | K. Mechanical Properties | 8. Dynamic |  | yes | 2015-07-01 | PAUL JORDAN/JOHN GOODIER | as per Jun'15 verification exercise for FY14-15 YrEnd | LC10018 | LC10018 | 9011 | LC10018 | 6522 | 9013 | 00 | 5700 | 5700 | 0 | 0 | 0 | 5700 | [12 empty] | 5700 | 5700 |  | 0 | [23 empty] | 5700 | 120 | 10 | Boilers, building plant and scientific equipment |  | N |  | N |  | N |  | N |  | Y
E00603 | 99-00 | 1999-07-01 12:00 | 2009-07-01 |  | University Funded | University Funded |  |  | INVERTOR | SSKW INVERTOR DTC - ACS601-0070-3 | [7 empty] | 0 | EPS | Materials | 565236 | [10 empty] | LC10018 | LC10018 | 9011 | LC10018 | 6522 | 9013 | 00 | 7033.86 | 7033.86 | 0 | 0 | 0 | 7033.86 | [12 empty] | 7033.86 | 7033.86 |  | 0 | [23 empty] | 7033.86 | 120 | 10 | Boilers, building plant and scientific equipment |  | N |  | N |  | N |  | N |  | N | Prior to FY1415=NOT required
E00604 | 99-00 | 1999-07-01 12:00 | 2009-07-01 |  | University Funded | University Funded | Rimoldi | Cup Seamer | RIMOLDI CUP STEAMER | 155-00-03 RIMOLDI CUP STEAMER | Sackville Street Building A35 | Sackville Street Building | Edward Lay | Prasad Potluri | 1 Good | 2 Good | 3 Research and Teaching | 0.6 | EPS | Materials | 563876 |  | 1J1 | 1. Process Equipment – Physical | J. Textiles | 1. Textiles Production |  | yes | 2015-07-01 | PAUL JORDAN/JOHN GOODIER | as per Jun'15 verification exercise for FY14-15 YrEnd | LC10018 | LC10018 | 9011 | LC10018 | 6522 | 9013 | 00 | 5928 | 5928 | 0 | 0 | 0 | 5928 | [12 empty] | 5928 | 5928 |  | 0 | [23 empty] | 5928 | 120 | 10 | Boilers, building plant and scientific equipment |  | N |  | N |  | N |  | N |  | Y
E00607 | 99-00 | 1999-07-01 12:00 | 2009-07-01 |  | University Funded | University Funded |  |  | IMAGING SYSTEM | IMAGING SYSTEM | School request write off | [7 empty] | FLS | Life Sciences | 563448 | [10 empty] | LC10010 | LC10010 | 9011 | LC10010 | 6522 | 9013 | 00 | 14787.38 | 14787.38 | 0 | 0 | 0 | 14787.38 | [12 empty] | 14787.38 | 14787.38 |  | 0 | [23 empty] | 14787.38 | 120 | 10 | Boilers, building plant and scientific equipment |  | N |  | N |  | N |  | N |  | N | Prior to FY1415=NOT required
E00608 | 99-00 | 2000-07-01 12:00 | 2010-07-01 |  | University Funded | University Funded | Hitachi | S-3000N | MICROSCOPE | S-3000N SCANNING ELECTRON MICROSCOPE | Materials Science Building A6 | Materials Science Building | Shirley Zhong | Chris Carr |  |  |  | 0 | EPS | Materials | 564232 |  | 3E1 | 3. Materials Characterisation | E. Electron/Ion Microscopy | 1. Scanning |  | yes | 2015-07-01 | PAUL JORDAN/JOHN GOODIER | as per Jun'15 verification exercise for FY14-15 YrEnd | LC10018 | LC10018 | 9011 | LC10018 | 6522 | 9013 | 00 | 60883.75 | 60883.75 | 0 | 0 | 0 | 60883.75 | [12 empty] | 60883.75 | 60883.75 |  | 0 | [23 empty] | 60883.75 | 120 | 10 | Boilers, building plant and scientific equipment |  | N |  | N |  | N |  | N |  | Y
E00609 | 99-00 | 1999-07-01 12:00 | 2009-07-01 |  | University Funded | University Funded |  |  | CRYOSTAT | ST024 CRYOSTAT WITHOUT MOTORISED REWIND | A31 The Mill | [6 empty] | 0 | EPS | CEAS | 563801 | [6 empty] | yes | 2015-07-01 | GARY BURNS | as per Jun'15 verification exercise for FY14-15 YrEnd | LC10017 | LC10017 | 9011 | LC10017 | 6522 | 9013 | 00 | 7575.3 | 7575.3 | 0 | 0 | 0 | 7575.3 | [12 empty] | 7575.3 | 7575.3 |  | 0 | [23 empty] | 7575.3 | 120 | 10 | Boilers, building plant and scientific equipment |  | N |  | N |  | N |  | N |  | Y
E00610 | 99-00 | 1999-07-01 12:00 | 2009-07-01 |  | University Funded | University Funded |  |  | MODEL MAKER | MODEL MAKER 2 SYSTEM | Materials Science Building F30 | Materials Science Building |  |  | 2 Adequate | 3 Adequate |  | 0 | EPS | Materials | 563178 | [8 empty] | Data confirmed as part of data cleanse exercise (March 2015). Asset not physically verified. |  | LC10018 | LC10018 | 9011 | LC10018 | 6522 | 9013 | 00 | 28000 | 28000 | 0 | 0 | 0 | 28000 | [12 empty] | 28000 | 28000 |  | 0 | [23 empty] | 28000 | 120 | 10 | Boilers, building plant and scientific equipment |  | N |  | N |  | N |  | N |  | N | Prior to FY1415=NOT required
E00611 | 99-00 | 1999-07-01 12:00 | 2009-07-01 |  | University Funded | University Funded | Malvern | RH 2100 | CAPILLARY RHEOMETER | RH 2100 CAPILLARY RHEOMETER | Materials Science Building A37 | Materials Science Building | Andrij Zadoroshnyj | Arthur Wilkinson | 1 Good | 2 Good | 3 Research and Teaching | 0.4 | EPS | Materials | 562623 |  | 3K2 | 3. Materials Characterisation | K. Mechanical Properties | 2. Rheometer |  | yes | 2015-07-01 | PAUL JORDAN/JOHN GOODIER | as per Jun'15 verification exercise for FY14-15 YrEnd | LC10018 | LC10018 | 9011 | LC10018 | 6522 | 9013 | 00 | 31046.8 | 31046.8 | 0 | 0 | 0 | 31046.8 | [12 empty] | 31046.8 | 31046.8 |  | 0 | [23 empty] | 31046.8 | 120 | 10 | Boilers, building plant and scientific equipment |  | N |  | N |  | N |  | N |  | Y
E00612 | 99-00 | 1999-07-01 12:00 | 2009-07-01 |  | University Funded | University Funded | Thermo | Heracell | HERA CELL | 50051905 HERA CELL C02 INCUBATOR DOUBLE CHAMBER PNEUCHANGE REG KIT-HERACELL | Materials Science Building F5 | Materials Science Building | Loiuse Carney | Catherine Merry | 1 Good | 2 Good | 3 Research and Teaching | 0 | EPS | Materials | 562327 |  | 6D3 | 6. Infrastructure | D. Laboratory | 3. Controlled Environment |  | yes | 2015-07-01 | PAUL JORDAN/JOHN GOODIER | as per Jun'15 verification exercise for FY14-15 YrEnd | LC10018 | LC10018 | 9011 | LC10018 | 6522 | 9013 | 00 | 1940.43 | 1940.43 | 0 | 0 | 0 | 1940.43 | [12 empty] | 1940.43 | 1940.43 |  | 0 | [23 empty] | 1940.43 | 120 | 10 | Boilers, building plant and scientific equipment |  | N |  | N |  | N |  | N |  | Y
E00613 | 99-00 | 1999-07-01 12:00 | 2009-07-01 |  | University Funded | University Funded | Thermo | Heracell | HERA CELL | 50051905 HERA CELL C02 INCUBATOR DOUBLE CHAMBER PNEUCHANGE REG KIT-HERACELL | Materials Science Building F5 | Materials Science Building | Loiuse Carney | Catherine Merry | 1 Good | 2 Good | 3 Research and Teaching | 0 | EPS | Materials | 562327 |  | 6D3 | 6. Infrastructure | D. Laboratory | 3. Controlled Environment |  | yes | 2015-07-01 | PAUL JORDAN/JOHN GOODIER | as per Jun'15 verification exercise for FY14-15 YrEnd | LC10018 | LC10018 | 9011 | LC10018 | 6522 | 9013 | 00 | 4361.54 | 4361.54 | 0 | 0 | 0 | 4361.54 | [12 empty] | 4361.54 | 4361.54 |  | 0 | [23 empty] | 4361.54 | 120 | 10 | Boilers, building plant and scientific equipment |  | N |  | N |  | N |  | N |  | Y
E00614 | 99-00 | 1999-07-01 12:00 | 2009-07-01 |  | University Funded | University Funded |  |  | ONE STACK PLANSIFTER | ONE STACK PLANSIFTER | [7 empty] | 0 | EPS | CEAS | 559804 | [8 empty] | Verified as part of data cleanse exercise (March 2015) |  | LC10017 | LC10017 | 9011 | LC10017 | 6522 | 9013 | 00 | 6816.81 | 6816.81 | 0 | 0 | 0 | 6816.81 | [12 empty] | 6816.81 | 6816.81 |  | 0 | [23 empty] | 6816.81 | 120 | 10 | Boilers, building plant and scientific equipment |  | N |  | N |  | N |  | N |  | N | Prior to FY1415=NOT required
E00616 | 99-00 | 1999-07-01 12:00 | 2009-07-01 |  | University Funded | University Funded |  |  | MICROBIOLOGICAL SAFETY CABINETS | 2 CLASS II MICROBIOLOGICAL SAFETY CABINETS | Materials Science Building F5 | Materials Science Building | Loiuse Carney | Catherine Merry | 1 Good | 2 Good | 3 Research and Teaching | 0 | EPS | Materials | 560146 |  | 6D3 | 6. Infrastructure | D. Laboratory | 3. Controlled Environment |  | yes | 2015-07-01 | PAUL JORDAN/JOHN GOODIER | as per Jun'15 verification exercise for FY14-15 YrEnd | LC10018 | LC10018 | 9011 | LC10018 | 6522 | 9013 | 00 | 3773.41 | 3773.41 | 0 | 0 | 0 | 3773.41 | [12 empty] | 3773.41 | 3773.41 |  | 0 | [23 empty] | 3773.41 | 120 | 10 | Boilers, building plant and scientific equipment |  | N |  | N |  | N |  | N |  | Y
E00617 | 99-00 | 1999-07-01 12:00 | 2009-07-01 |  | University Funded | University Funded |  |  | MICROBIOLOGICAL SAFETY CABINETS | 2 CLASS II MICROBIOLOGICAL SAFETY CABINETS | Materials Science Building F5 | Materials Science Building | Loiuse Carney | Catherine Merry | 1 Good | 2 Good | 3 Research and Teaching | 0 | EPS | Materials | 560146 |  | 6D3 | 6. Infrastructure | D. Laboratory | 3. Controlled Environment |  | yes | 2015-07-01 | PAUL JORDAN/JOHN GOODIER | as per Jun'15 verification exercise for FY14-15 YrEnd | LC10018 | LC10018 | 9011 | LC10018 | 6522 | 9013 | 00 | 11400 | 11400 | 0 | 0 | 0 | 11400 | [12 empty] | 11400 | 11400 |  | 0 | [23 empty] | 11400 | 120 | 10 | Boilers, building plant and scientific equipment |  | N |  | N |  | N |  | N |  | Y
E00618 | 99-00 | 1999-07-01 12:00 | 2009-07-01 |  | University Funded | University Funded |  |  | COMMON EXHAUST SYSTEM | INSTALLATION AND PURCHASE OF COMMON EXHAUST SYSTEM FOR 1 DYEING MACHINE, 1 DRYING MACHINE AND WASHING MACHINES SYSTEM FOR 1 DYEING MACHINE, 1 DRYING MACHINE AND WASHING MACHINES | Materials Science Building A13 | Materials Science Building | [5 empty] | 0 | EPS | Materials | 556631 | [6 empty] | yes | 2015-07-01 | PAUL JORDAN/JOHN GOODIER | as per Jun'15 verification exercise for FY14-15 YrEnd | LC10018 | LC10018 | 9011 | LC10018 | 6522 | 9013 | 00 | 7417.98 | 7417.98 | 0 | 0 | 0 | 7417.98 | [12 empty] | 7417.98 | 7417.98 |  | 0 | [23 empty] | 7417.98 | 120 | 10 | Boilers, building plant and scientific equipment |  | N |  | N |  | N |  | N |  | Y
E00619 | 99-00 | 1999-07-01 12:00 | 2009-07-01 |  | University Funded | University Funded |  |  | DETECTOR | EX USED TOP COUNT 2 DETECTOR, WITH PC, PRINTER & TEMPERATURE CONTROL | MIB Building | MIB Building | [5 empty] | 0 | FLS | Life Sciences | 559166 |  | 2e7 | 2. Process Equipment – Biological | E. Characterisation | 7. Scintillation Counters | [5 empty] | LC10010 | LC10010 | 9011 | LC10010 | 6522 | 9013 | 00 | 10000 | 10000 | 0 | 0 | 0 | 10000 | [12 empty] | 10000 | 10000 |  | 0 | [23 empty] | 10000 | 120 | 10 | Boilers, building plant and scientific equipment |  | N |  | N |  | N |  | N |  | N | Prior to FY1415=NOT required
E00620 | 99-00 | 1999-07-01 12:00 | 2009-07-01 |  | University Funded | University Funded |  |  | DETECTOR | EX USED TOP COUNT 2 DETECTOR, WITH PC, PRINTER & TEMPERATURE CONTROL | MIB Building | MIB Building | [5 empty] | 0 | FLS | Life Sciences | 559166 |  | 2e7 | 2. Process Equipment – Biological | E. Characterisation | 7. Scintillation Counters | [5 empty] | LC10010 | LC10010 | 9011 | LC10010 | 6522 | 9013 | 00 | 10000 | 10000 | 0 | 0 | 0 | 10000 | [12 empty] | 10000 | 10000 |  | 0 | [23 empty] | 10000 | 120 | 10 | Boilers, building plant and scientific equipment |  | N |  | N |  | N |  | N |  | N | Prior to FY1415=NOT required
E00621 | 99-00 | 1999-07-01 12:00 | 2009-07-01 |  | University Funded | University Funded |  |  | TOMOGRAPHY SYST | PROTOTYPE 2000 TOMOGRAPHY SYST | James Chadwick Building | James Chadwick Building | Mike Cooke | Peter Martin | 1 Good | 2 Good | 3 Research and Teaching | 0 | EPS | CEAS | 558368 | [6 empty] | yes | 2015-07-01 | GARY BURNS | as per Jun'15 verification exercise for FY14-15 YrEnd | LC10017 | LC10017 | 9011 | LC10017 | 6522 | 9013 | 00 | 16008.51 | 16008.51 | 0 | 0 | 0 | 16008.51 | [12 empty] | 16008.51 | 16008.51 |  | 0 | [23 empty] | 16008.51 | 120 | 10 | Boilers, building plant and scientific equipment |  | N |  | N |  | N |  | N |  | Y
E00622 | 99-00 | 1999-07-01 12:00 | 2009-07-01 |  | University Funded | University Funded | Photometrics | CoolSNAP CF2 | COLOUR CCD SYSTEM | COOL SNAP COLOUR CCD SYSTEM | MIB Building | MIB Building | [5 empty] | 0 | FLS | Life Sciences | 558626 |  | 3c5 | 3. Materials Characterisation | C. Imaging | 5. In Vivo Fluorescence | [5 empty] | LC10010 | LC10010 | 9011 | LC10010 | 6522 | 9013 | 00 | 6123 | 6123 | 0 | 0 | 0 | 6123 | [12 empty] | 6123 | 6123 |  | 0 | [23 empty] | 6123 | 120 | 10 | Boilers, building plant and scientific equipment |  | N |  | N |  | N |  | N |  | N | Prior to FY1415=NOT required
E00623 | 99-00 | 1999-07-01 12:00 | 2009-07-01 |  | University Funded | University Funded | Photometrics | CoolSNAP CF2 | COLOUR CCD SYSTEM | COOL SNAP COLOUR CCD SYSTEM | MIB Building | MIB Building | [5 empty] | 0 | FLS | Life Sciences | 558626 |  | 3c5 | 3. Materials Characterisation | C. Imaging | 5. In Vivo Fluorescence | [5 empty] | LC10010 | LC10010 | 9011 | LC10010 | 6522 | 9013 | 00 | 8000 | 8000 | 0 | 0 | 0 | 8000 | [12 empty] | 8000 | 8000 |  | 0 | [23 empty] | 8000 | 120 | 10 | Boilers, building plant and scientific equipment |  | N |  | N |  | N |  | N |  | N | Prior to FY1415=NOT required
E00624 | 99-00 | 1999-07-01 12:00 | 2009-07-01 |  | University Funded | University Funded |  |  | DISPOSOMATIC | DISPOSOMATIC 500-55B | MIB Building | MIB Building | [5 empty] | 0 | FLS | Life Sciences | 558277 |  | 1d1 | 1. Process Equipment – Physical | D. Controlled Environment | 1. Furnace | [5 empty] | LC10010 | LC10010 | 9011 | LC10010 | 6522 | 9013 | 00 | 7125 | 7125 | 0 | 0 | 0 | 7125 | [12 empty] | 7125 | 7125 |  | 0 | [23 empty] | 7125 | 120 | 10 | Boilers, building plant and scientific equipment |  | N |  | N |  | N |  | N |  | N | Prior to FY1415=NOT required
E00625 | 98-99 | 1999-07-01 12:00 | 2009-07-01 |  | University Funded | University Funded | Leica | RM2155 | MICROTOME | RM2155 FULLY MOTORISED MICROTOME | MIB Building | MIB Building | [5 empty] | 0 | FLS | Life Sciences | 558446 |  | 2c3 | 2. Process Equipment – Biological | C. Tissue Processing | 3. Microtome | [5 empty] | LC10010 | LC10010 | 9011 | LC10010 | 6522 | 9013 | 00 | 31602 | 31602 | 0 | 0 | 0 | 31602 | [12 empty] | 31602 | 31602 |  | 0 | [23 empty] | 31602 | 120 | 10 | Boilers, building plant and scientific equipment |  | N |  | N |  | N |  | N |  | N | Prior to FY1415=NOT required
E00626 | 98-99 | 1999-07-01 12:00 | 2009-07-01 |  | University Funded | University Funded | Bekk |  | SMOOTHNESS TESTER | AUTOMATIC BEKK SMOOTHNESS TESTER |  |  | Alison Harvey | Chris Carr |  |  |  | 0 | EPS | Materials | 557581 |  | 3M6 | 3. Materials Characterisation | M. Physical Properties | 6. Fibre | [5 empty] | LC10018 | LC10018 | 9011 | LC10018 | 6522 | 9013 | 00 | 7240.77 | 7240.77 | 0 | 0 | 0 | 7240.77 | [12 empty] | 7240.77 | 7240.77 |  | 0 | [23 empty] | 7240.77 | 120 | 10 | Boilers, building plant and scientific equipment |  | N |  | N |  | N |  | N |  | N | Prior to FY1415=NOT required
E00627 | 98-99 | 1999-08-01 12:00 | 2009-08-01 |  | University Funded | University Funded | Hewlett Packard |  | Chromatogram | Hewlett Packard High Pressure Liquid Chromatogram | Materials Science Building A12m | Materials Science Building | [5 empty] | 0 | EPS | Materials | 558187 |  | 3L5 | 3. Materials Characterisation | L. Chemical Analysis | 5. Chromatography |  | yes | 2015-07-01 | PAUL JORDAN/JOHN GOODIER | as per Jun'15 verification exercise for FY14-15 YrEnd | N25001 | LE00107 | 9011 | LC10018 | 6522 | 9013 | 00 | 37145.06 | 37145.06 | 0 | 0 | 0 | 37145.06 | [12 empty] | 37145.06 | 37145.06 |  | 0 | [23 empty] | 37145.06 | 120 | 10 | Boilers, building plant and scientific equipment |  | N |  | N |  | N |  | N |  | Y
E00628 | 98-99 | 1999-08-01 12:00 | 2009-08-01 |  | University Funded | University Funded |  |  | CHANNELS | P1000 8X16 CHANNELS | Sackville St Building E45 | Sackville Street Building | Trevor York | Trevor York | 1 Good | 2 Good | 3 Research and Teaching | 0.5 | EPS | EEE | 558907 |  | 4b5 | 4. Sample Measurement/Analysis | B. Electronic | 5. Data Acquisition |  |  |  | Verified as part of data cleanse exercise (March 2015) |  | C09185 | LE00106 | 9011 | LC10020 | 6522 | 9013 | 00 | 6800 | 6800 | 0 | 0 | 0 | 6800 | [12 empty] | 6800 | 6800 |  | 0 | [23 empty] | 6800 | 120 | 10 | Boilers, building plant and scientific equipment |  | N |  | N |  | N |  | N |  | N | Prior to FY1415=NOT required
E00628 | 98-99 | 1999-08-01 12:00 | 2009-08-01 |  | University Funded | University Funded |  |  | CHANNELS | P1000 8X16 CHANNELS | Sackville St Building E45 | Sackville Street Building | Trevor York | Trevor York | 1 Good | 2 Good | 3 Research and Teaching | 0.5 | EPS | EEE | 558907 |  | 4b5 | 4. Sample Measurement/Analysis | B. Electronic | 5. Data Acquisition |  |  |  | Verified as part of data cleanse exercise (March 2015) |  | D09182 | LE00106 | 9011 | LC10020 | 6522 | 9013 | 00 | 2500 | 2500 | 0 | 0 | 0 | 2500 | [12 empty] | 2500 | 2500 |  | 0 | [23 empty] | 2500 | 120 | 10 | Boilers, building plant and scientific equipment |  | N |  | N |  | N |  | N |  | N | Prior to FY1415=NOT required
E00628 | 98-99 | 1999-08-01 12:00 | 2009-08-01 |  | University Funded | University Funded |  |  | CHANNELS | P1000 8X16 CHANNELS | Sackville St Building E45 | Sackville Street Building | Trevor York | Trevor York | 1 Good | 2 Good | 3 Research and Teaching | 0.5 | EPS | EEE | 558907 |  | 4b5 | 4. Sample Measurement/Analysis | B. Electronic | 5. Data Acquisition |  |  |  | Verified as part of data cleanse exercise (March 2015) |  | D09526 | LE00106 | 9011 | LC10020 | 6522 | 9013 | 00 | 1500 | 1500 | 0 | 0 | 0 | 1500 | [12 empty] | 1500 | 1500 |  | 0 | [23 empty] | 1500 | 120 | 10 | Boilers, building plant and scientific equipment |  | N |  | N |  | N |  | N |  | N | Prior to FY1415=NOT required
E00628 | 98-99 | 1999-08-01 12:00 | 2009-08-01 |  | University Funded | University Funded |  |  | CHANNELS | P1000 8X16 CHANNELS | Sackville St Building E45 | Sackville Street Building | Trevor York | Trevor York | 1 Good | 2 Good | 3 Research and Teaching | 0.5 | EPS | EEE | 558907 |  | 4b5 | 4. Sample Measurement/Analysis | B. Electronic | 5. Data Acquisition |  |  |  | Verified as part of data cleanse exercise (March 2015) |  | D09523 | LE00106 | 9011 | LC10020 | 6522 | 9013 | 00 | 1500 | 1500 | 0 | 0 | 0 | 1500 | [12 empty] | 1500 | 1500 |  | 0 | [23 empty] | 1500 | 120 | 10 | Boilers, building plant and scientific equipment |  | N |  | N |  | N |  | N |  | N | Prior to FY1415=NOT required
E00628 | 98-99 | 1999-08-01 12:00 | 2009-08-01 |  | University Funded | University Funded |  |  | CHANNELS | P1000 8X16 CHANNELS | Sackville St Building E45 | Sackville Street Building | Trevor York | Trevor York | 1 Good | 2 Good | 3 Research and Teaching | 0.5 | EPS | EEE | 558907 |  | 4b5 | 4. Sample Measurement/Analysis | B. Electronic | 5. Data Acquisition |  |  |  | Verified as part of data cleanse exercise (March 2015) |  | D09252 | LE00106 | 9011 | LC10020 | 6522 | 9013 | 00 | 1500 | 1500 | 0 | 0 | 0 | 1500 | [12 empty] | 1500 | 1500 |  | 0 | [23 empty] | 1500 | 120 | 10 | Boilers, building plant and scientific equipment |  | N |  | N |  | N |  | N |  | N | Prior to FY1415=NOT required
E00633 | 98-99 | 1999-08-01 12:00 | 2009-08-01 |  | University Funded | University Funded |  |  | GONIOSPECTROPHOTOMETER | GRETAG MACBETH 741 BENCHTOP GONIOSPECTROPHOTOMETER AND OPTIVIEW QC SOFTWARE | Materials Science Building A13 | Materials Science Building | [5 empty] | 0 | EPS | Materials | 557681 |  | 3B1 | 3. Materials Characterisation | B. Spectrometry | 1. Spectrophotometry |  | yes | 2015-07-01 | PAUL JORDAN/JOHN GOODIER | as per Jun'15 verification exercise for FY14-15 YrEnd | D25019 | LE00107 | 9011 | LC10018 | 6522 | 9013 | 00 | 10260 | 10260 | 0 | 0 | 0 | 10260 | [12 empty] | 10260 | 10260 |  | 0 | [23 empty] | 10260 | 120 | 10 | Boilers, building plant and scientific equipment |  | N |  | N |  | N |  | N |  | Y
E00634 | 98-99 | 1999-08-01 12:00 | 2009-08-01 |  | University Funded | University Funded | Heraeus | HERACell | HERAEUS HERACELL | HERAEUS HERACELL STACKED CO 2 | MIB Building | MIB Building | [5 empty] | 0 | FLS | Life Sciences | 557858 |  | 2a3 | 2. Process Equipment – Biological | A. Growth and Manipulation | 3. Cell Culture | [5 empty] | A01520 | LE00111 | 9011 | LC10010 | 6522 | 9013 | 00 | 5540 | 5540 | 0 | 0 | 0 | 5540 | [12 empty] | 5540 | 5540 |  | 0 | [23 empty] | 5540 | 120 | 10 | Boilers, building plant and scientific equipment |  | N |  | N |  | N |  | N |  | N | Prior to FY1415=NOT required
E00635 | 98-99 | 1999-08-01 12:00 | 2009-08-01 |  | University Funded | University Funded | Perkin Elmer | LS-50B | LUMINESCENCE SPECTROMETER | L2250105 MODEL LS-50B LUMINESCENCE SPECTROMETER | MIB Building | MIB Building | [5 empty] | 0 | FLS | Life Sciences | 557154 |  | 2e5 | 2. Process Equipment – Biological | E. Characterisation | 5. Plate Readers | [5 empty] | D01207 | LE00111 | 9011 | LC10010 | 6522 | 9013 | 00 | 12035 | 12035 | 0 | 0 | 0 | 12035 | [12 empty] | 12035 | 12035 |  | 0 | [23 empty] | 12035 | 120 | 10 | Boilers, building plant and scientific equipment |  | N |  | N |  | N |  | N |  | N | Prior to FY1415=NOT required
E00636 | 98-99 | 1999-08-01 12:00 | 2009-08-01 |  | University Funded | University Funded | Applied Biosystems | BioCAD 700E | BIOCHROMATOGRAPHY SYSTEM | BIOCAD/700E BIOCHROMATOGRAPHY SYSTEM, 5-1004-75 | MIB Building | MIB Building | [5 empty] | 0 | FLS | Life Sciences | 557016 |  | 3l5 | 3. Materials Characterisation | L. Chemical Analysis | 5. Chromatography | [5 empty] | D01303 | LE00111 | 9011 | LC10010 | 6522 | 9013 | 00 | 46800 | 46800 | 0 | 0 | 0 | 46800 | [12 empty] | 46800 | 46800 |  | 0 | [23 empty] | 46800 | 120 | 10 | Boilers, building plant and scientific equipment |  | N |  | N |  | N |  | N |  | N | Prior to FY1415=NOT required
E00637 | 98-99 | 1999-07-01 12:00 | 2009-07-01 |  | University Funded | University Funded |  |  | FLOE-POROMETER | PMI AUTOMATED CAPILLARY FLOE-POROMETER CFP-1500AGX | [7 empty] | 0 | EPS | Materials | 558826 |  | 3M8 | 3. Materials Characterisation | M. Physical Properties | 8. Porosity/Permeability | [5 empty] | LE00107 | LE00107 | 9011 | LC10018 | 6522 | 9013 | 00 | 26080.66 | 26080.66 | 0 | 0 | 0 | 26080.66 | [12 empty] | 26080.66 | 26080.66 |  | 0 | [23 empty] | 26080.66 | 120 | 10 | Boilers, building plant and scientific equipment |  | N |  | N |  | N |  | N |  | N | Prior to FY1415=NOT required
E00638 | 98-99 | 1999-08-01 12:00 | 2009-08-01 |  | University Funded | University Funded |  |  | PORTABLE PROTOCOL ANALYSER | SNIFFER PRO LAN PORTABLE PROTOCOL ANALYSER | Kilburn Building G77a | Kilburn Building | Darren Hankinson |  | 1 Good |  |  | 0.2 | PSS | ITS | 557669 | [6 empty] | yes | 2016-07-01 | Confirmed by J.Bird with signed verification form | as per FY1516 YrEnd Verification & Impairments Exercise in Jul'16 | G37820 | LE00100 | 9011 | LC10052 | 6522 | 9013 | 00 | 7974.31 | 7974.31 | 0 | 0 | 0 | 7974.31 | [12 empty] | 7974.31 | 7974.31 |  | 0 | [23 empty] | 7974.31 | 120 | 10 | Boilers, building plant and scientific equipment |  | N |  | N |  | N |  | N |  | Y
E00639 | 98-99 | 1999-08-01 12:00 | 2009-08-01 |  | University Funded | University Funded | GE Healthcare | Biacore 3000 | BIACORE 3000 | BIACORE 3000, BR-1100-45 | MIB Building | MIB Building | [5 empty] | 0 | FLS | Life Sciences | 557017 |  | 3b3 | 3. Materials Characterisation | B. Spectrometry | 3. Mass Spectrometry | [5 empty] | D01034 | LE00111 | 9011 | LC10010 | 6522 | 9013 | 00 | 158360 | 158360 | 0 | 0 | 0 | 158360 | [12 empty] | 158360 | 158360 |  | 0 | [23 empty] | 158360 | 120 | 10 | Boilers, building plant and scientific equipment |  | N |  | N |  | N |  | N |  | N | Prior to FY1415=NOT required
E00640 | 98-99 | 1999-08-01 12:00 | 2009-08-01 |  | University Funded | University Funded | Sadders | Model Maker 6-Pro | SADDERS MODEL MAKER | SADDERS MODEL MAKER 6-PRO COMPLETE WITH COMPUTER AND SOFTWARE | Sackville St Building | Sackville Street Building | [5 empty] | 0 | EPS | MACE | 556627 | [10 empty] | A15979 | LE00108 | 9011 | LC10021 | 6522 | 9013 | 00 | 11400 | 11400 | 0 | 0 | 0 | 11400 | [12 empty] | 11400 | 11400 |  | 0 | [23 empty] | 11400 | 120 | 10 | Boilers, building plant and scientific equipment |  | N |  | N |  | N |  | N |  | N | Prior to FY1415=NOT required
E00641 | 98-99 | 1999-08-01 12:00 | 2009-08-01 |  | University Funded | University Funded | Omicron |  | Tunnelling Microscope | SCANNING TUNNELLING MICROSCOPE | PSI | Alan Turing Building | Bruce Hamilton | Bruce Hamilton | 1 Good | 2 Good | 3 Research and Teaching | 0 | EPS | EEE | 547975 |  | 3e3 | 3. Materials Characterisation | E. Electron/Ion Microscopy | 3. Transmission |  | yes | 2015-07-01 | Verified by Bruce Hamilton | as per Jun'15 verification exercise for FY14-15 YrEnd | E24726 | LE00106 | 9011 | LC10012 | 6522 | 9013 | 00 | 23750 | 23750 | 0 | 0 | 0 | 23750 | [12 empty] | 23750 | 23750 |  | 0 | [23 empty] | 23750 | 120 | 10 | Boilers, building plant and scientific equipment |  | N |  | N |  | N |  | N |  | Y
E00642 | 98-99 | 1999-08-01 12:00 | 2009-08-01 |  | University Funded | University Funded | Omicron |  | Tunnelling Microscope | SCANNING TUNNELLING MICROSCOPE | PSI | Alan Turing Building | Bruce Hamilton | Bruce Hamilton | 1 Good | 2 Good | 3 Research and Teaching | 0 | EPS | EEE | 547975 |  | 3e3 | 3. Materials Characterisation | E. Electron/Ion Microscopy | 3. Transmission |  | yes | 2015-07-01 | Verified by Bruce Hamilton | as per Jun'15 verification exercise for FY14-15 YrEnd | E24726 | LE00106 | 9011 | LC10012 | 6522 | 9013 | 00 | 142499.99 | 142499.99 | 0 | 0 | 0 | 142499.99 | [12 empty] | 142499.99 | 142499.99 |  | 0 | [23 empty] | 142499.99 | 120 | 10 | Boilers, building plant and scientific equipment |  | N |  | N |  | N |  | N |  | Y
E00643 | 98-99 | 1999-08-01 12:00 | 2009-08-01 |  | University Funded | University Funded | Unisoku |  | Tunnelling Microscope | SCANNING TUNNELLING MICROSCOPE | PSI | Alan Turing Building | Bruce Hamilton | Bruce Hamilton | 1 Good | 1 State of art | 3 Research and Teaching | 0 | EPS | EEE | 547975 |  | 3e3 | 3. Materials Characterisation | E. Electron/Ion Microscopy | 3. Transmission |  | yes | 2015-07-01 | Verified by Bruce Hamilton | as per Jun'15 verification exercise for FY14-15 YrEnd | E24726 | LE00106 | 9011 | LC10012 | 6522 | 9013 | 00 | 71250 | 71250 | 0 | 0 | 0 | 71250 | [12 empty] | 71250 | 71250 |  | 0 | [23 empty] | 71250 | 120 | 10 | Boilers, building plant and scientific equipment |  | N |  | N |  | N |  | N |  | Y
E00644 | 98-99 | 1999-08-01 12:00 | 2009-08-01 |  | University Funded | University Funded | L & W | Bendtsen Tester | BENDTSEN TESTER | CODE SE114 BENDTSEN TESTER L & W |  |  | Hong Liu |  |  |  |  | 0 | EPS | Materials | 556899 | [10 empty] | J122004 | LE00107 | 9011 | LC10018 | 6522 | 9013 | 00 | 8868 | 8868 | 0 | 0 | 0 | 8868 | [12 empty] | 8868 | 8868 |  | 0 | [23 empty] | 8868 | 120 | 10 | Boilers, building plant and scientific equipment |  | N |  | N |  | N |  | N |  | N | Prior to FY1415=NOT required
E00645 | 98-99 | 1999-08-01 12:00 | 2009-08-01 |  | University Funded | University Funded | Kodak | DCS 520 | KODAK DCS 520 DIGITAL CAMERA | KODAK DCS 520 DIGITAL CAMERA |  |  | Hong Liu |  |  |  |  | 0 | EPS | Materials | 556185 | [10 empty] | J122004 | LE00107 | 9011 | LC10018 | 6522 | 9013 | 00 | 9114.3 | 9114.3 | 0 | 0 | 0 | 9114.3 | [12 empty] | 9114.3 | 9114.3 |  | 0 | [23 empty] | 9114.3 | 120 | 10 | Boilers, building plant and scientific equipment |  | N |  | N |  | N |  | N |  | N | Prior to FY1415=NOT required
E00646 | 98-99 | 1999-08-01 12:00 | 2009-08-01 |  | University Funded | University Funded |  |  | VARIABLE FIELD MAGNETRON SPLIT | VARIABLE FIELD MAGNETRON SPLIT | Moved to Liverpool University |  |  |  | 1 Good | 2 Good |  | 0 | EPS | Physics | 552848 | [8 empty] | Data confirmed as part of data cleanse exercise (March 2015). Asset not physically verified. |  | A24979 | LE00109 | 9011 | LC10012 | 6522 | 9013 | 00 | 6805.8 | 6805.8 | 0 | 0 | 0 | 6805.8 | [12 empty] | 6805.8 | 6805.8 |  | 0 | [23 empty] | 6805.8 | 120 | 10 | Boilers, building plant and scientific equipment |  | N |  | N |  | N |  | N |  | N | Prior to FY1415=NOT required
E00647 | 98-99 | 1999-08-01 12:00 | 2009-08-01 |  | University Funded | University Funded | Malvern | Zetasizer 3000 | Zetasizer 3000 | Zetasizer 3000 |  |  | Andrew Walwork | Brian Derby |  |  |  | 0 | EPS | Materials | 553718 |  | 3M1 | 3. Materials Characterisation | M. Physical Properties | 1. Particle Size Analysis | [5 empty] | J122004 | LE00107 | 9011 | LC10018 | 6522 | 9013 | 00 | 29106.48 | 29106.48 | 0 | 0 | 0 | 29106.48 | [12 empty] | 29106.48 | 29106.48 |  | 0 | [23 empty] | 29106.48 | 120 | 10 | Boilers, building plant and scientific equipment |  | N |  | N |  | N |  | N |  | N | Prior to FY1415=NOT required
E00648 | 98-99 | 1999-08-01 12:00 | 2009-08-01 |  | University Funded | University Funded |  |  | STM | STM | School request write off |  | Bruce Hamilton |  | 1 Good | 2 Good | 3 Research and Teaching | 0 | EPS | EEE | 552900 | [6 empty] | yes | 2015-07-01 | Verified by Bruce Hamilton | as per Jun'15 verification exercise for FY14-15 YrEnd | A24581 | LE00106 | 9011 | LC10012 | 6522 | 9013 | 00 | 7495.6 | 7495.6 | 0 | 0 | 0 | 7495.6 | [12 empty] | 7495.6 | 7495.6 |  | 0 | [23 empty] | 7495.6 | 120 | 10 | Boilers, building plant and scientific equipment |  | N |  | N |  | N |  | N |  | Y
E00649 | 98-99 | 1999-08-01 12:00 | 2009-08-01 |  | University Funded | University Funded | Topcon | SM300 | Topcon SM300 SEM | Topcon SM300 SEM | Paper Science Building Sackville Streetville Street | Paper Science Building | Shirley Zhong | Grace Burke | 1 Good | 2 Good | 3 Research and Teaching | 0 | EPS | Materials | 549542 | Electron Microscopyhttp://www.materials.manchester.ac.uk/research/facilities/electronmicroscopy/ | 3E1 | 3. Materials Characterisation | E. Electron/Ion Microscopy | 1. Scanning |  | yes | 2015-07-01 | PAUL JORDAN/JOHN GOODIER | as per Jun'15 verification exercise for FY14-15 YrEnd | J122004 | LE00107 | 9011 | LC10018 | 6522 | 9013 | 00 | 48735 | 48735 | 0 | 0 | 0 | 48735 | [12 empty] | 48735 | 48735 |  | 0 | [23 empty] | 48735 | 120 | 10 | Boilers, building plant and scientific equipment |  | N |  | N |  | N |  | N |  | Y
E00655 | 07-08 | 2007-11-01 | 2011-11-01 |  | Part Funded | HEFCE | Leica |  | Microdissection Microscope | Leica Multi-user Microdissection Microscope | Core Technology Facility Room 3.06g, 3rd Floor, | Core Technology Facility Building | Halina Dobrzynski | Halina Dobrzynski | 1 Good | 1 State of art | 3 Research and Teaching | 0.5 | MHS | Biomedicine | 219651 |  | 3d5 | 3. Materials Characterisation | D. Optical Microscopy | 5. Microdissection |  |  |  | Confirmed as part of data cleanse exercise (March 15) |  | AA07363 | AA07363 | 9011 | LC10001 | 6521 | 9013 | 10 | 86626.4 | 86626.4 | 0 | 0 | 0 | 86626.4 | [12 empty] | 86626.4 | 86626.4 |  | 0 | [23 empty] | 86626.4 | 48 | 4 | Motor vehicles and other general equipment |  | N |  | N |  | N |  | N |  | N | Prior to FY1415=NOT required
E00656 | 07-08 | 2007-11-01 | 2011-11-01 |  | Part Funded | HEFCE | Aushon |  | CCD imaging system | 1 searchlight Plus CCD imaging system to include imager, 2 single -user copies of searchlight array analyst software, 1/2 days training | Paterson Institute | Paterson Building | Alison Backen | Caroline Dive | 1 Good | 1 State of art | 1 Dedicated to particular experiment | 0 | MHS | Paterson Institute | 265524 |  | 4e5 | 4. Sample Measurement/Analysis | E. Optical | 5. High Resolution Imaging | [5 empty] | KA00088 | KA00088 | 9011 | LC10047 | 6521 | 9013 | 10 | 38570 | 38570 | 0 | 0 | 0 | 38570 | [12 empty] | 38570 | 38570 |  | 0 | [23 empty] | 38570 | 48 | 4 | Motor vehicles and other general equipment |  | N |  | N |  | N |  | N |  | N | Prior to FY1415=NOT required
E00657 | 07-08 | 2007-08-01 | 2011-08-01 |  | Part Funded | HEFCE |  |  | Detector Development Apparatus | Detector Development Apparatus | Schuster Building, Fifth Floor Detector Lab | Schuster Building | S Watts | S Watts | 1 Good | 2 Good |  | 0 | EPS | Physics | 309034 | [8 empty] | Data confirmed as part of data cleanse exercise (March 2015). Asset not physically verified. |  | AA02620 | AA02620 | 9011 | LC10012 | 6521 | 9013 | 10 | 94268.45 | 94268.45 | 0 | 0 | 0 | 94268.45 | [12 empty] | 94268.45 | 94268.45 |  | 0 | [23 empty] | 94268.45 | 48 | 4 | Motor vehicles and other general equipment |  | N |  | N |  | N |  | N |  | N | Prior to FY1415=NOT required
E00658 | 07-08 | 2008-01-01 | 2012-01-01 |  | Part Funded | HEFCE | Agilent / CDS analytical | 7890A,7890/5975C,Pyroprobe 5000 and 1200+6130 | Agilent / CDS analytical - 7890A,7890/5975C,Pyroprobe 5000 and 1200+6130 | Analyitical Equipment for Organic Geochemical Analyses GC,GC/MS Pyrolsis Unit and LC/MS QuadrupoleGC | Williamson Building .LAB 1.25B and 1.25 | Williamson Building | Paul Lythgoe | Bart van Dongen | 1 Good | 2 Good | 3 Research and Teaching | 0.1 | EPS | SEAES | 309361 | Analytical Geochemistry Unit | 3B3 | 3. Materials Characterisation | B. Spectrometry | 3. Mass Spectrometry |  | yes | 2016-07-01 | Confirmed by Vikki Fellows with signed verification form | as per FY1516 YrEnd Verification & Impairments Exercise in Jul'16 | AA07902 | AA07902 | 9011 | AA11154 | 6521 | 9013 | 10 | 180954.92 | 180954.92 | 0 | 0 | 0 | 180954.92 | [12 empty] | 180954.92 | 180954.92 |  | 0 | [23 empty] | 180954.92 | 48 | 4 | Motor vehicles and other general equipment |  | N |  | N |  | N |  | N |  | Y | Prior to FY1415=NOT required
E00659 | 07-08 | 2008-01-01 | 2012-01-01 |  | Part Funded | HEFCE | Rodhe and | ZVA40 | Wave Vector Network Analyser | Millimetre Wave Vector Network Analyser | Sackville St Building F6 Astro Tech Lab | Sackville Street Building | Lucio Picirillo | Bruno Maffei | 1 Good | 2 Good | 2 General purpose research | 0.1 | EPS | Physics | 285512 | Sackville St. Building F6 - Astro Tech Lab | 3B1 | 3. Materials Characterisation | B. Spectrometry | 1. Spectrophotometry |  |  |  | Data confirmed as part of data cleanse exercise (March 2015). Asset not physically verified. |  | FB00046 | FB00046 | 9011 | AA06253 | 6521 | 9013 | 10 | 97913.06 | 97913.06 | 0 | 0 | 0 | 97913.06 | [12 empty] | 97913.06 | 97913.06 |  | 0 | [23 empty] | 97913.06 | 48 | 4 | Motor vehicles and other general equipment |  | N |  | N |  | N |  | N |  | N | Prior to FY1415=NOT required
E00660 | 07-08 | 2008-03-01 | 2012-03-01 |  | University Funded | University Funded |  |  | IBM Storage Solution | IBM Storage Solution (IT Equipment) | MIB Building G001, | MIB Building | [6 empty] | FLS | MIB | 323387 | [6 empty] | yes | 2015-07-21 | Sophie Chetham | confirmed by email on 21.07.15 | AA07740 | AA07740 | 9011 | AA06244 | 6522 | 9013 | 00 | 53994.77 | 53994.77 | 0 | 0 | 0 | 53994.77 | [12 empty] | 53994.77 | 53994.77 |  | 0 | [23 empty] | 53994.77 | 48 | 4 | Motor vehicles and other general equipment |  | N |  | N |  | N |  | N |  | Y
E00661 | 07-08 | 2008-04-01 | 2012-04-01 |  | Part Funded | HEFCE |  |  | Optical coherence tomography microscope system. | Optical coherence tomography microscope system. | Wellcome Trust Clinical Research Facility | Wellcome Clinical Research Facility | [6 empty] | MHS | Wellcome Trust | 326269 | [10 empty] | AA01443 | AA01443 | 9011 | AA01443 | 6521 | 9013 | 10 | 54425.48 | 54425.48 | 0 | 0 | 0 | 54425.48 | [12 empty] | 54425.48 | 54425.48 |  | 0 | [23 empty] | 54425.48 | 48 | 4 | Motor vehicles and other general equipment |  | N |  | N |  | N |  | N |  | N | Prior to FY1415=NOT required
E00662 | 07-08 | 2008-04-01 | 2012-04-01 |  | Part Funded | HEFCE | HighFinesse | WSU-10MHz | HighFinesse Wavemeters | HighFinesse Wavemeters for CW Laser Systems (four WSU-10MHz with a stabilised He-Ne laser and fibre couplers) | Alan Turing Building G.306 | Alan Turing Building | PSI Director | Alisdair Macpherson | 1 Good | 1 State of art | 1 Dedicated to particular experiment | 0 | EPS | PSI | 308560 | CLF CW1-5http://www.psi.manchester.ac.uk/index.html | 4D3 | 4. Sample Measurement/Analysis | D. Laser | 3. Continuous Wave | [5 empty] | FB00033 | FB00033 | 9011 | AA06244 | 6521 | 9013 | 10 | 108480 | 108480 | 0 | 0 | 0 | 108480 | [12 empty] | 108480 | 108480 |  | 0 | [23 empty] | 108480 | 48 | 4 | Motor vehicles and other general equipment |  | N |  | N |  | N |  | N |  | N | Prior to FY1415=NOT required
E00663 | 07-08 | 2008-04-01 | 2012-04-01 |  | Part Funded | HEFCE | Newport | ST-UT2-510-12, I-2000-423.5 & IQ-200-UG-12 | Laser Tables | Newport laser tables (twelve Smart tables 3.0 x 1.5 m) | Alan Turing Building G.306 and 1.305 | Alan Turing Building | PSI Director | Alisdair Macpherson |  |  |  | 0 | EPS | PSI | 257608 | CLFhttp://www.psi.manchester.ac.uk/index.html | 4D2 | 4. Sample Measurement/Analysis | D. Laser | 2. Components | [5 empty] | FB00033 | FB00033 | 9011 | AA06244 | 6521 | 9013 | 10 | 75559.55 | 75559.55 | 0 | 0 | 0 | 75559.55 | [12 empty] | 75559.55 | 75559.55 |  | 0 | [23 empty] | 75559.55 | 48 | 4 | Motor vehicles and other general equipment |  | N |  | N |  | N |  | N |  | N | Prior to FY1415=NOT required
E00664 | 07-08 | 2008-04-01 | 2012-04-01 |  | Part Funded | HEFCE | Kodak |  | Kodak image station | Kodak image station 8116634 | Michael Smith Building D.4307 | Michael Smith Building | Pablo Pelegrin | Pablo Pelegrin | 1 Good | 1 State of art | 1 Dedicated to particular experiment | 0.3 | FLS | Life Sciences | 347601 |  | 3c5 | 3. Materials Characterisation | C. Imaging | 5. In Vivo Fluorescence |  |  |  | Verified as part of data cleanse exercise (March 2015) |  | AA07645 | AA07645 | 9011 | AA00158 | 6521 | 9013 | 10 | 29995 | 29995 | 0 | 0 | 0 | 29995 | [12 empty] | 29995 | 29995 |  | 0 | [23 empty] | 29995 | 48 | 4 | Motor vehicles and other general equipment |  | N |  | N |  | N |  | N |  | N | Prior to FY1415=NOT required
E00665 | 07-08 | 2008-04-01 | 2012-04-01 |  | Part Funded | HEFCE | Instron | 5566 | Table Mounted Testing System | Instron Model 5566 Table Mounted Testing System | The Mill Sackville St Corrosion and Protection | The Mill | Johnathan Duff | Fabio Scenini |  |  |  | 0 | EPS | Materials | 290618 |  | 3K1 | 3. Materials Characterisation | K. Mechanical Properties | 1. Tensometer | [5 empty] | AA02102 | AA02102 | 9011 | AA01910 | 6521 | 9013 | 10 | 31748.5 | 31748.5 | 0 | 0 | 0 | 31748.5 | [12 empty] | 31748.5 | 31748.5 |  | 0 | [23 empty] | 31748.5 | 48 | 4 | Motor vehicles and other general equipment |  | N |  | N |  | N |  | N |  | N | Prior to FY1415=NOT required
E00666 | 07-08 | 2008-04-01 | 2012-04-01 |  | Part Funded | HEFCE & University Funded | GE | TraceLab FX-FE | Scanner TraceLab FX-FE | Scanner TraceLab FX-FE | WMIC Basement | Wolfson Molecular Imaging Centre | Adam McMahon | Adam McMahon | 1 Good | 2 Good | 1 Dedicated to particular experiment | 0 | MHS | Cancer & Enabling Sciences | 320458 | WMIC | 1g6 | 1. Process Equipment – Physical | G. Chemical Reactor | 6. Automated Synthesis | [5 empty] | AA01446 | AA01446 | 9011 | AA01446 | 6521 & 6522 | 9013 | 10 & 00 | 120000 | 120000 | 0 | 0 | 0 | 120000 | [12 empty] | 120000 | 120000 |  | 0 | [23 empty] | 120000 | 48 | 4 | Motor vehicles and other general equipment |  | N |  | N |  | N |  | N |  | N | Prior to FY1415=NOT required |  | 21.01.16: consolidated multiple lines to one as per the exercise of FAR Cleanse
E00667 | 07-08 | 2008-05-01 | 2012-05-01 |  | University Funded | University Funded |  |  | minivan | LDV Maxus 14 seat minivan MX08 GWP | Cecil Street University Car Park |  | Paula Arnison |  | 1 Good | 2 Good | 1 Dedicated to particular experiment | 0.4 | PSS | DSE - Careers | Jane Woodhall | [8 empty] | Verified as part of data cleanse exercise (March 2015) |  | NA00034 | NA00034 | 9011 | LC10054 | 6522 | 9013 | 00 | 28567.9 | 28567.9 | 0 | 0 | 0 | 28567.9 | [12 empty] | 28567.9 | 28567.9 |  | 0 | [23 empty] | 28567.9 | 48 | 4 | Motor vehicles and other general equipment |  | N |  | N |  | N |  | N |  | N | Prior to FY1415=NOT required
E00668 | 07-08 | 2008-04-01 | 2012-04-01 |  | Part Funded | HEFCE | Perkin Elmer | Pyris | Subambient System Lab System | Diamond DSC Subambient System Lab System | Paper Science Building Sackville Streetville Street | Paper Science Building |  |  | 1 Good | 2 Good |  | 0 | EPS | Chemistry | 356192 |  | 3M3 | 3. Materials Characterisation | M. Physical Properties | 3. Thermal |  |  |  | Data confirmed as part of data cleanse exercise (March 2015). Asset not physically verified. |  | AA02084 | AA02084 | 9011 | AA06215 | 6521 | 9013 | 10 | 44541.98 | 44541.98 | 0 | 0 | 0 | 44541.98 | [12 empty] | 44541.98 | 44541.98 |  | 0 | [23 empty] | 44541.98 | 48 | 4 | Motor vehicles and other general equipment |  | N |  | N |  | N |  | N |  | N | Prior to FY1415=NOT required
E00669 | 07-08 | 2008-05-01 | 2012-05-01 |  | Part Funded | HEFCE | Spectra-Physics & Sirah | Millennia 15sJ, Matisse TX & WaveTrain | Laser Systems | Spectra-Physics CW laser Systems (BeamLok 2080-25S Argon, four Millennia 15sJ DPSS, three Matisse TX Ti:Sa, one Matisse DX dye, one Matisse DS dye, five WaveTrain doublers with optics and crystal sets) | Alan Turing Building G.306 | Alan Turing Building | PSI Director | Alisdair Macpherson | 1 Good | 1 State of art | 2 General purpose research | 0 | EPS | PSI | 306818 | CLF CW1-5http://www.psi.manchester.ac.uk/index.html | 4D3 | 4. Sample Measurement/Analysis | D. Laser | 3. Continuous Wave | [5 empty] | FB00033 | FB00033 | 9011 | AA06244 | 6521 | 9013 | 10 | 591575.29 | 591575.29 | 0 | 0 | 0 | 591575.29 | [12 empty] | 591575.29 | 591575.29 |  | 0 | [23 empty] | 591575.29 | 48 | 4 | Motor vehicles and other general equipment |  | N |  | N |  | N |  | N |  | N | Prior to FY1415=NOT required
E00670 | 07-08 | 2008-11-01 | 2012-11-01 |  | Part Funded | HEFCE | Coherent, APE, Inrad & Photop | Verdi V-18, Mira 900-Optima Dual, Mira-OPO, PulseSelect (dual), 5-050, RegA 9000, OPA9400, OPA9800, DFG & Timeplate SHG/THG | PSI Laser Systems | Coherent four ultrafast laser systems | Alan Turing Building G.306 | Alan Turing Building | PSI Director | Alisdair Macpherson | 1 Good | 1 State of art | 2 General purpose research | 0 | EPS | PSI | 343326 | CLF UF2-6http://www.psi.manchester.ac.uk/index.html | 4D6 | 4. Sample Measurement/Analysis | D. Laser | 6. Picosecond | [5 empty] | FB00033 | FB00033 | 9011 | AA06244 | 6521 | 9013 | 10 | 803176.57 | 803176.57 | 0 | 0 | 0 | 803176.57 | [12 empty] | 803176.57 | 803176.57 |  | 0 | [23 empty] | 803176.57 | 48 | 4 | Motor vehicles and other general equipment |  | N |  | N |  | N |  | N |  | N | Prior to FY1415=NOT required |  | 21.01.16: consolidated multiple lines to one as per the exercise of FAR Cleanse
E00671 | 07-08 | 2008-11-01 | 2012-11-01 |  | Part Funded | HEFCE | Adec |  | Phantom Heads | Replacement of Phantom Heads and associated IT and Audio Visual Equipment. | Dental Hospital, 1st Floor, Clinical Skills classroom. | Dental Hospital | Angela Summers | Ant Roberts | 1 Good | 2 Good | 3 Research and Teaching | 0.1 | MHS | Dentistry | Dentistry |  | 6d2 | 6. Infrastructure | D. Laboratory | 2. Medical | [5 empty] | AA07818 | AA07818 | 9011 | AA07818 | 6521 | 9013 | 10 | 454968.42 | 454968.42 | 0 | 0 | 0 | 454968.42 | [12 empty] | 454968.42 | 454968.42 |  | 0 | [23 empty] | 454968.42 | 48 | 4 | Motor vehicles and other general equipment |  | N |  | N |  | N |  | N |  | N | Prior to FY1415=NOT required |  | 21.01.16: consolidated multiple lines to one as per the exercise of FAR Cleanse
E00672a | 07-08 | 2008-09-01 | 2012-09-01 |  | Part Funded | HEFCE |  |  | EPR Spectrometer | X-Band Fourier Transform EPR Spectrometer | MIB Building LG.035 | MIB Building | Steve Rigby | Steve Rigby | 1 Good | 1 State of art | 1 Dedicated to particular experiment | 0.1 | FLS | Life Sciences | 280254 |  | 3a5 | 3. Materials Characterisation | A. Spectroscopy | 5. EPR |  | yes | 2015-07-21 | Sophie Chetham | confirmed by email on 21.07.15 | AA05845 | AA05845 | 9011 | AA00158 | 6521 | 9013 | 10 | 510000 | 510000 | 0 | 0 | 0 | 510000 | [12 empty] | 510000 | 510000 |  | 0 | [23 empty] | 510000 | 48 | 4 | Motor vehicles and other general equipment |  | N |  | N |  | N |  | N |  | Y |  |  | 21.01.16: consolidated multiple lines to one as per the exercise of FAR Cleanse
E00672b | 14-15 | 2014-09-01 | 2017-09-01 |  | University Funded | University Funded | Bruker | FlexLine Cryogen Free VT system (ER 4118HV-CF100) | FlexLine Cryogen Free VT system | Cryocooler system to support EPR spectroscopy (Asset E00672a) | MIB (John Garside building) LG.035 | MIB Building | Steve Rigby | Steve Rigby | 1 Good | 1 State of art | 1 Dedicated to particular experiment | 0 | FLS | Life Sciences | 1235507 | no | 4A1 | 4. Sample Measurement/Analysis | A. Cryogenic | 1. 77K | y |  |  |  |  | AA00010 | AA00010 | 9011 | AA00158 | 6522 | 9013 | 00 | 57836 | 36950.7778 | 20885.2222 | 0 | 1606.5556 | 57836 | [12 empty] | 57836 | 35344.2222 |  | 1606.5556 | [23 empty] | 36950.7778 | 36 | 3 | Equipment acquired for specific research projects |  | N |  | N |  | N |  | N |  | N | <£100k | 0 | UEL amended to 3 years as agreed. 07.08.15
E00673 | 07-08 | 2008-07-01 | 2012-07-01 |  | University Funded | University Funded | Tritrus |  | Triturus Analysers | Two Triturus Analysers | Paterson Institute | Paterson Building | Martin Greaves | Caroline Dive | 1 Good | 1 State of art | 1 Dedicated to particular experiment | 0 | MHS | Paterson Institute | 260253 |  | 4b1 | 4. Sample Measurement/Analysis | B. Electronic | 1. Network Analyser | [5 empty] | KA00088 | KA00088 | 9011 | KA00088 | 6522 | 9013 | 00 | 56420 | 56420 | 0 | 0 | 0 | 56420 | [12 empty] | 56420 | 56420 |  | 0 | [23 empty] | 56420 | 48 | 4 | Motor vehicles and other general equipment |  | N |  | N |  | N |  | N |  | N | Prior to FY1415=NOT required
E00674 | 07-08 | 2008-07-01 | 2012-07-01 |  | University Funded | University Funded | Eppendorf | Epmotion 5075 | Eppendorf epmotion 5075 | Liquid Handling Workstation | Stopford Building Room 1.623, 1st Floor | Stopford Building | Paul Fulwood | Chantal Hillerby | 1 Good | 2 Good | 1 Dedicated to particular experiment | 0 | MHS | Biomedicine | 393078 | DNA Sequencing | 1h1 | 1. Process Equipment – Physical | H. Sample Manipulation | 1. Robot | [5 empty] | AA03261 | AA03261 | 9011 | AA03261 | 6522 | 9013 | 00 | 32732.1 | 32732.1 | 0 | 0 | 0 | 32732.1 | [12 empty] | 32732.1 | 32732.1 |  | 0 | [23 empty] | 32732.1 | 48 | 4 | Motor vehicles and other general equipment |  | N |  | N |  | N |  | N |  | N | Prior to FY1415=NOT required
E00675 | 07-08 | 2008-11-01 | 2012-11-01 |  | University Funded | University Funded | Prazimark |  | Prazimark Type PMK 203 | Thesis Binding | Joule Library Floor d | Sackville Street Building | Sandra Bracegirdle and Caroline Checkley-Scott |  | 1 Good | 2 Good | 3 Research and Teaching | 0 | Library and Cultural Institutions | JRUL | 397946 | [8 empty] | Verified as part of data cleanse exercise (March 2015) |  | MH00386 | MH00386 | 9011 | LA00642 | 6522 | 9013 | 00 | 37129.17 | 37129.17 | 0 | 0 | 0 | 37129.17 | [12 empty] | 37129.17 | 37129.17 |  | 0 | [23 empty] | 37129.17 | 48 | 4 | Motor vehicles and other general equipment |  | N |  | N |  | N |  | N |  | N | Prior to FY1415=NOT required
E00676 | 07-08 | 2008-11-01 | 2012-11-01 |  | University Funded | University Funded | Kasemake |  | Kasemake - KM526A Sample Table | Box Making Machine | Joule Library Floor d | Sackville Street Building | Sandra Bracegirdle and Caroline Checkley-Scott |  | 1 Good | 2 Good | 3 Research and Teaching | 0 | Library and Cultural Institutions | JRUL | 397924 | [8 empty] | Verified as part of data cleanse exercise (March 2015) |  | MH00386 | MH00386 | 9011 | LA00642 | 6522 | 9013 | 00 | 55236.75 | 55236.75 | 0 | 0 | 0 | 55236.75 | [12 empty] | 55236.75 | 55236.75 |  | 0 | [23 empty] | 55236.75 | 48 | 4 | Motor vehicles and other general equipment |  | N |  | N |  | N |  | N |  | N | Prior to FY1415=NOT required
E00677 | 07-08 | 2008-11-01 | 2012-11-01 |  | Part Funded | HEFCE | Newport | Custom M-RS2000 doubled system | Laser table systems | Two Newport laser table systems | Alan Turing Building G.306 | Alan Turing Building | PSI Director | Alisdair Macpherson | 1 Good | 1 State of art | 1 Dedicated to particular experiment | 0 | EPS | PSI | 374432 |  | 4D2 | 4. Sample Measurement/Analysis | D. Laser | 2. Components | [5 empty] | FB00033 | FB00033 | 9011 | AA06244 | 6521 | 9013 | 10 | 34326.5 | 34326.5 | 0 | 0 | 0 | 34326.5 | [12 empty] | 34326.5 | 34326.5 |  | 0 | [23 empty] | 34326.5 | 48 | 4 | Motor vehicles and other general equipment |  | N |  | N |  | N |  | N |  | N | Prior to FY1415=NOT required
E00678 | 07-08 | 2008-11-01 | 2012-11-01 |  | Part Funded | HEFCE | ThorLabs | PTQ52514/NJ & PTQ52516/NJ | Laser table systems | Two ThorLabs laser table systems | Alan Turing Building G.306 | Alan Turing Building | PSI Director | Alisdair Macpherson | 1 Good | 2 Good | 1 Dedicated to particular experiment | 0 | EPS | PSI | 374444 |  | 4D2 | 4. Sample Measurement/Analysis | D. Laser | 2. Components | [5 empty] | FB00033 | FB00033 | 9011 | AA06244 | 6521 | 9013 | 10 | 28481 | 28481 | 0 | 0 | 0 | 28481 | [12 empty] | 28481 | 28481 |  | 0 | [23 empty] | 28481 | 48 | 4 | Motor vehicles and other general equipment |  | N |  | N |  | N |  | N |  | N | Prior to FY1415=NOT required
E00680 | 07-08 | 2008-07-01 | 2012-07-01 |  | University Funded | University Funded |  |  | Raidowater Generator | Raidowater Generator | WMIC G.07 | Wolfson Molecular Imaging Centre | Adam McMahon | Adam McMahon | 1 Good | 1 State of art | 1 Dedicated to particular experiment | 0 | MHS | Cancer & Enabling Sciences | 317188 | WMIC | 1g6 | 1. Process Equipment – Physical | G. Chemical Reactor | 6. Automated Synthesis | [5 empty] | AA01446 | AA01446 | 9011 | AA01446 | 6522 | 9013 | 00 | 38390.49 | 38390.49 | 0 | 0 | 0 | 38390.49 | [12 empty] | 38390.49 | 38390.49 |  | 0 | [23 empty] | 38390.49 | 48 | 4 | Motor vehicles and other general equipment |  | N |  | N |  | N |  | N |  | N | Prior to FY1415=NOT required |  | 21.01.16: consolidated multiple lines to one as per the exercise of FAR Cleanse
E00681 | 07-08 | 2008-08-01 | 2012-08-01 |  | University Funded | University Funded |  |  | Spectometry | Mass Spectometry Equipment | Michael Smith Building B2071 | Michael Smith Building | David Knight |  |  |  |  | 0 | FLS | Life Sciences | 325828 |  | 3b3 | 3. Materials Characterisation | B. Spectrometry | 3. Mass Spectrometry | [5 empty] | AA00181 | AA00181 | 9011 | AA00158 | 6522 | 9013 | 00 | 43134.17 | 43134.17 | 0 | 0 | 0 | 43134.17 | [12 empty] | 43134.17 | 43134.17 |  | 0 | [23 empty] | 43134.17 | 48 | 4 | Motor vehicles and other general equipment |  | N |  | N |  | N |  | N |  | N | Prior to FY1415=NOT required
E00685 | 07-08 | 2008-05-01 | 2012-05-01 |  | University Funded | University Funded | DMT/ARI | SP2 | Soot Photometer | Soot Photometer (SP2) Module for Aerosol Spectometer | Simon Building | Simon Building |  | Hugh Coe | 1 Good | 2 Good | 1 Dedicated to particular experiment | 0 | EPS | SEAES | 359877 |  | 4D1 | 4. Sample Measurement/Analysis | D. Laser | 1. Characterisation |  | yes | 2016-07-01 | Confirmed by Vikki Fellows with signed verification form | as per FY1516 YrEnd Verification & Impairments Exercise in Jul'16 | AA08859 | AA08859 | 9011 | AA11154 | 6522 | 9013 | 00 | 40196.97 | 40196.97 | 0 | 0 | 0 | 40196.97 | [12 empty] | 40196.97 | 40196.97 |  | 0 | [23 empty] | 40196.97 | 48 | 4 | Motor vehicles and other general equipment |  | N |  | N |  | N |  | N |  | Y | Prior to FY1415=NOT required
E00686 | 07-08 | 2008-06-01 | 2012-06-01 |  | University Funded | University Funded | Aerodyne | QCL Spectrometer | Compact QCL Spectrometer | Compact QCL Spectrometer for Trace Gas Detection. Single Laser TE cooled continuous wave (CW)-QCL la | Simon Building | Simon Building | Jennifer Muller | Martin Gallagher | 1 Good | 2 Good | 2 General purpose research | 0 | EPS | SEAES | 228958 |  | 3A2 | 3. Materials Characterisation | A. Spectroscopy | 2. Infra-Red |  | yes | 2016-07-01 | Confirmed by Vikki Fellows with signed verification form | as per FY1516 YrEnd Verification & Impairments Exercise in Jul'16 | AA08859 | AA08859 | 9011 | AA11154 | 6522 | 9013 | 00 | 63030.24 | 63030.24 | 0 | 0 | 0 | 63030.24 | [12 empty] | 63030.24 | 63030.24 |  | 0 | [23 empty] | 63030.24 | 48 | 4 | Motor vehicles and other general equipment |  | N |  | N |  | N |  | N |  | Y | Prior to FY1415=NOT required
E00687 | 07-08 | 2008-07-01 | 2012-07-01 |  | University Funded | University Funded | DMT | CCN-100 | CCN-100 condensation Nuckei | CCN-100 condensation Nuckei | Simon building | Simon Building | Jamie Whitehead | Gordon McFiggans | 1 Good | 2 Good | 1 Dedicated to particular experiment | 0 | EPS | SEAES | 363763 |  | 4J7 | 4. Sample Measurement/Analysis | J. Field Deployable | 7. Weather |  | yes | 2016-07-01 | Confirmed by Vikki Fellows with signed verification form | as per FY1516 YrEnd Verification & Impairments Exercise in Jul'16 | AA08859 | AA08859 | 9011 | AA11154 | 6522 | 9013 | 00 | 30108.28 | 30108.28 | 0 | 0 | 0 | 30108.28 | [12 empty] | 30108.28 | 30108.28 |  | 0 | [23 empty] | 30108.28 | 48 | 4 | Motor vehicles and other general equipment |  | N |  | N |  | N |  | N |  | Y | Prior to FY1415=NOT required
E00688 | 07-08 | 2008-04-01 | 2012-04-01 |  | University Funded | University Funded | DMT | PASS-3 | triple wavelength phote accoustic spectrometer | PASS-3 R=triple wavelength phote accoustic spectrometer | Simon Building | Simon Building | Mike Flynn | Hugh Coe | 1 Good | 2 Good | 1 Dedicated to particular experiment | 0 | EPS | SEAES | 356533 |  | 4D3 | 4. Sample Measurement/Analysis | D. Laser | 3. Continuous Wave |  | yes | 2016-07-01 | Confirmed by Vikki Fellows with signed verification form | as per FY1516 YrEnd Verification & Impairments Exercise in Jul'16 | AA08859 | AA08859 | 9011 | AA11154 | 6522 | 9013 | 00 | 58167.18 | 58167.18 | 0 | 0 | 0 | 58167.18 | [12 empty] | 58167.18 | 58167.18 |  | 0 | [23 empty] | 58167.18 | 48 | 4 | Motor vehicles and other general equipment |  | N |  | N |  | N |  | N |  | Y | Prior to FY1415=NOT required
E00689 | 07-08 | 2008-04-01 | 2012-04-01 |  | University Funded | University Funded | TSI | CPC 3786 | Condensation Particle | TSI model Condensation Particle | Simon Building | Simon Building | Paul Williams | Martin Gallagher | 1 Good | 2 Good | 1 Dedicated to particular experiment | 0 | EPS | SEAES | 359871 |  | 3M1 | 3. Materials Characterisation | M. Physical Properties | 1. Particle Size Analysis |  | yes | 2016-07-01 | Confirmed by Vikki Fellows with signed verification form | as per FY1516 YrEnd Verification & Impairments Exercise in Jul'16 | AA08859 | AA08859 | 9011 | AA11154 | 6522 | 9013 | 00 | 40000 | 40000 | 0 | 0 | 0 | 40000 | [12 empty] | 40000 | 40000 |  | 0 | [23 empty] | 40000 | 48 | 4 | Motor vehicles and other general equipment |  | N |  | N |  | N |  | N |  | Y | Prior to FY1415=NOT required
E00691 | 08-09 | 2008-08-01 | 2012-08-01 |  | University Funded | University Funded | BD |  | Flow Sorter | Flow cytometer with the capacity of sorting populations of cells into up to 4 distinct sub-populations.sorting cells that have been fluorescently labeled | Paterson Institute - Flow Cytometry | Paterson Building | Morgan Blaylock | Jeff Barry | 1 Good | 2 Good | 2 General purpose research | 0 | MHS | Paterson Institute | 392571 |  | 2e6 | 2. Process Equipment – Biological | E. Characterisation | 6. Analysers |  |  |  | Data confirmed as part of data cleanse exercise (March 2015). Asset not physically verified. |  | KA00101 | KA00101 | 9011 | KA00101 | 6522 | 9013 | 00 | 155814 | 155814 | 0 | 0 | 0 | 155814 | [12 empty] | 155814 | 155814 |  | 0 | [23 empty] | 155814 | 48 | 4 | Motor vehicles and other general equipment |  | N |  | N |  | N |  | N |  | N | Prior to FY1415=NOT required
E00692 | 08-09 | 2008-11-01 | 2012-11-01 |  | University Funded | University Funded | GE Healthcare | Typhoon Trio | Typhoon Trio | Typhoon Trio | Rm 2.058 MIB | MIB Building | Janet England | Nigel Scrutton | 1 Good | 2 Good | 3 Research and Teaching | 0.5 | FLS | MIB | 396209 | Core | 3A7 | 3. Materials Characterisation | A. Spectroscopy | 7. Fluorescence |  | yes | 2015-07-21 | Sophie Chetham | confirmed by email on 21.07.15 | AA02271 | AA02271 | 9011 | AA06244 | 6522 | 9013 | 00 | 60794.99 | 60794.99 | 0 | 0 | 0 | 60794.99 | [12 empty] | 60794.99 | 60794.99 |  | 0 | [23 empty] | 60794.99 | 48 | 4 | Motor vehicles and other general equipment |  | N |  | N |  | N |  | N |  | Y
E00693 | 08-09 | 2009-03-01 | 2013-03-01 |  | University Funded | University Funded |  |  | Digital gas permeameter | Digital gas permeameter for DGP- 200 |  |  |  |  | 1 Good | 2 Good |  | 0 | EPS | SEAES | 396239 | [5 empty] | n | yes | 2016-07-01 | Confirmed by Vikki Fellows with signed verification form | as per FY1516 YrEnd Verification & Impairments Exercise in Jul'16 | AA06374 | AA06374 | 9011 | AA11154 | 6522 | 9013 | 00 | 54206.99 | 54206.99 | 0 | 0 | 0 | 54206.99 | [12 empty] | 54206.99 | 54206.99 |  | 0 | [23 empty] | 54206.99 | 48 | 4 | Motor vehicles and other general equipment |  | N |  | N |  | N |  | N |  | Y | Prior to FY1415=NOT required
E00694 | 08-09 | 2009-05-01 | 2013-05-01 |  | University Funded | University Funded |  |  | ITS capital project | Stealthwatch Network Equipment (KHIPU) | Kilburn Building Data Centre | Kilburn Building | Steve Paton |  | 1 Good | 1 State of art | 1 Dedicated to particular experiment | 0 | PSS | ITS | 421663 | [5 empty] | y | yes | 2016-07-01 | Confirmed by J.Bird with signed verification form | as per FY1516 YrEnd Verification & Impairments Exercise in Jul'16 | LA00468 | LA00468 | 9011 | LA00642 | 6522 | 9013 | 00 | 127772.65 | 127772.65 | 0 | 0 | 0 | 127772.65 | [12 empty] | 127772.65 | 127772.65 |  | 0 | [23 empty] | 127772.65 | 48 | 4 | Motor vehicles and other general equipment |  | N |  | N |  | N |  | N |  | Y
E00696 | 08-09 | 2009-11-01 | 2013-11-01 |  | Part Funded | Other |  |  | Audiology Test Room | SUPPLY, DESIGN AND FITTING OF AUDIOOLOGY TEST TOOM | Room BG.20, Ellen Wilkinson Building | Ellen Wilkinson Building | Chris Plack | Chris Plack | 1 Good | 2 Good | 3 Research and Teaching | 0 | MHS | Psychological Sciences | 430780 |  | 6d3 | 6. Infrastructure | D. Laboratory | 3. Controlled Environment | y |  |  |  |  | AA08298 | AA08298 | 9011 | AA08298 | 6521 | 9013 | 09 | 117978.42 | 117978.42 | 1.1642e-10 | 0 | 0 | 117978.42 | [12 empty] | 117978.42 | 117978.42 |  | 0 | [23 empty] | 117978.42 | 48 | 4 | Motor vehicles and other general equipment |  | N |  | N |  | N |  | Y | NBV = 0 | N | Prior to FY1415=NOT required
E00701 | 08-09 | 2009-01-01 | 2012-01-01 18:00 |  | Research | Research | TA Instruments | AR-G2 | Rheometer AR-G2 | Rheometer AR-G2 | Materials Science Building C3 | Materials Science Building | Polly Crook | Peter Lovell | 1 Good | 2 Good | 3 Research and Teaching | 0.3 | EPS | Materials | 455153 | [6 empty] | yes | 2015-07-01 | PAUL JORDAN/JOHN GOODIER | as per Jun'15 verification exercise for FY14-15 YrEnd | R100866 | R100866 | 9011 | R100866 | 6520 | 9013 | 01 | 8015.38 | 8015.38 | 0 | 0 | 0 | 8015.38 | [12 empty] | 8015.38 | 8015.38 |  | 0 | [23 empty] | 8015.38 | 36 | 3 | Equipment acquired for specific research projects |  | N |  | N |  | N |  | N |  | Y
E00701 | 08-09 | 2009-01-01 | 2012-01-01 18:00 |  | Research | Research | TA Instruments | AR-G2 | Rheometer AR-G2 | Rheometer AR-G2 | Materials Science Building C3 | Materials Science Building | Polly Crook | Peter Lovell | 1 Good | 2 Good | 3 Research and Teaching | 0.3 | EPS | Materials | 455153 | [6 empty] | yes | 2015-07-01 | PAUL JORDAN/JOHN GOODIER | as per Jun'15 verification exercise for FY14-15 YrEnd | R013282 | R013282 | 9011 | R013282 | 6520 | 9013 | 01 | 2862.64 | 2862.64 | 0 | 0 | 0 | 2862.64 | [12 empty] | 2862.64 | 2862.64 |  | 0 | [23 empty] | 2862.64 | 36 | 3 | Equipment acquired for specific research projects |  | N |  | N |  | N |  | N |  | Y
E00701 | 08-09 | 2009-01-01 | 2012-01-01 18:00 |  | Part Funded | University Funded | TA Instruments | AR-G2 | Rheometer AR-G2 | Rheometer AR-G2 | Materials Science Building C3 | Materials Science Building | Polly Crook | Peter Lovell | 1 Good | 2 Good | 3 Research and Teaching | 0.3 | EPS | Materials | 455153 | [6 empty] | yes | 2015-07-01 | PAUL JORDAN/JOHN GOODIER | as per Jun'15 verification exercise for FY14-15 YrEnd | AA02083 | AA02083 | 9011 | AA01910 | 6522 | 9013 | 00 | 17247.37 | 17247.37 | 0 | 0 | 0 | 17247.37 | [12 empty] | 17247.37 | 17247.37 |  | 0 | [23 empty] | 17247.37 | 36 | 3 | Equipment acquired for specific research projects |  | N |  | N |  | N |  | N |  | Y
E00701 | 08-09 | 2009-01-01 | 2012-01-01 18:00 |  | Part Funded | Other | TA Instruments | AR-G2 | Rheometer AR-G2 | Rheometer AR-G2 | Materials Science Building C3 | Materials Science Building | Polly Crook | Peter Lovell | 1 Good | 2 Good | 3 Research and Teaching | 0.3 | EPS | Materials | 455153 | [6 empty] | yes | 2015-07-01 | PAUL JORDAN/JOHN GOODIER | as per Jun'15 verification exercise for FY14-15 YrEnd | FA01174 | FA01174 | 9011 | AA01910 | 6522 | 9013 | 00 | 2290.1 | 2290.1 | 0 | 0 | 0 | 2290.1 | [12 empty] | 2290.1 | 2290.1 |  | 0 | [23 empty] | 2290.1 | 36 | 3 | Equipment acquired for specific research projects |  | N |  | N |  | N |  | N |  | Y
E00701 | 08-09 | 2009-01-01 | 2012-01-01 18:00 |  | Research | Research | TA Instruments | AR-G2 | Rheometer AR-G2 | Rheometer AR-G2 | Materials Science Building C3 | Materials Science Building | Polly Crook | Peter Lovell | 1 Good | 2 Good | 3 Research and Teaching | 0.3 | EPS | Materials | 455153 | [6 empty] | yes | 2015-07-01 | PAUL JORDAN/JOHN GOODIER | as per Jun'15 verification exercise for FY14-15 YrEnd | R101188 | R101188 | 9011 | R101188 | 6520 | 9013 | 31 | 572.53 | 572.53 | 0 | 0 | 0 | 572.53 | [12 empty] | 572.53 | 572.53 |  | 0 | [23 empty] | 572.53 | 36 | 3 | Equipment acquired for specific research projects |  | N |  | N |  | N |  | N |  | Y
E00701 | 08-09 | 2009-01-01 | 2012-01-01 18:00 |  | Research | Research | TA Instruments | AR-G2 | Rheometer AR-G2 | Rheometer AR-G2 | Materials Science Building C3 | Materials Science Building | Polly Crook | Peter Lovell | 1 Good | 2 Good | 3 Research and Teaching | 0.3 | EPS | Materials | 455153 | [6 empty] | yes | 2015-07-01 | PAUL JORDAN/JOHN GOODIER | as per Jun'15 verification exercise for FY14-15 YrEnd | R012642 | R012642 | 9011 | R012642 | 6520 | 9013 | 01 | 2290.1 | 2290.1 | 0 | 0 | 0 | 2290.1 | [12 empty] | 2290.1 | 2290.1 |  | 0 | [23 empty] | 2290.1 | 36 | 3 | Equipment acquired for specific research projects |  | N |  | N |  | N |  | N |  | Y
E00702 | 08-09 | 2009-05-01 | 2013-05-01 |  | University Funded | University Funded |  |  | ITS capital project | General Campus Infrastructure Sun Equipment | Reynolds House & Kilburn data centres |  | Steve Paton |  | 1 Good | 2 Good | 1 Dedicated to particular experiment | 0 | PSS | ITS | [6 empty] | y | yes | 2016-07-01 | Confirmed by J.Bird with signed verification form | as per FY1516 YrEnd Verification & Impairments Exercise in Jul'16 | LA00468 | LA00468 | 9011 | LA00642 | 6522 | 9013 | 00 | 108054.1 | 108054.1 | -1.1642e-10 | 0 | 0 | 108054.1 | [12 empty] | 108054.1 | 108054.1 |  | 0 | [23 empty] | 108054.1 | 48 | 4 | Motor vehicles and other general equipment |  | Y | Rounding | N |  | N |  | N |  | Y
E00706 | 08-09 | 2009-01-01 | 2019-01-01 12:00 |  | University Funded | University Funded | PANalytical | Axios | Panalytical - Axios | Flouresent Spectrometer XRAY | Williamson Building -- Serial DY934 | Williamson Building | Paul Lythgoe | Dave Polya | 1 Good | 2 Good | 2 General purpose research | 0.3 | EPS | SEAES | 473797 | Analytical Geochemistry Unit | 3B2 | 3. Materials Characterisation | B. Spectrometry | 2. X-ray |  | yes | 2016-07-01 | Confirmed by Vikki Fellows with signed verification form | as per FY1516 YrEnd Verification & Impairments Exercise in Jul'16 | AA01009 | AA01009 | 9011 | AA11154 | 6522 | 9013 | 00 | 76348.5 | 57897.6125 | 18450.8875 | 0 | 636.2375 | 76348.5 | [12 empty] | 76348.5 | 57261.375 |  | 636.2375 | [23 empty] | 57897.6125 | 120 | 10 | Boilers, building plant and scientific equipment |  | N |  | N |  | N |  | N |  | Y | Prior to FY1415=NOT required
E00707 | 08-09 | 2009-01-01 | 2017-01-01 |  | University Funded | University Funded | Applid Precision Instruments | Deltavision | Equipment for advanced Imaging Unit | Upgrade to the Deltavision System | Paterson Institute Advanced Imaging Laboratory | Paterson Building | Steven Bagley | Steven Bagley | 1 Good | 2 Good | 2 General purpose research | 0.4 | MHS | Paterson Institute | 439890 |  | 3d7 | 3. Materials Characterisation | D. Optical Microscopy | 7. Fluorescence | [5 empty] | KA00101 | KA00101 | 9011 | KA00101 | 6522 | 9013 | 00 | 50714 | 48072.6458 | 2641.3542 | 0 | 528.2708 | 50714 | [12 empty] | 50714 | 47544.375 |  | 528.2708 | [23 empty] | 48072.6458 | 96 | 8 | Computer software |  | N |  | N |  | N |  | N |  | N | Prior to FY1415=NOT required
E00708 | 08-09 | 2009-05-01 | 2019-05-01 12:00 |  | Part Funded | Other | Continuum, GWU Lasertechnik & Radiant Dyes | Surelite III-10, versaScan/uvScan & Narrowscan D-R 2400 (reversed) | PSI Laser Systems | GWU Lasertechnik versaScan/uvScan OPO laser system | Alan Turing Building 1.305 | Alan Turing Building | PSI Director | Alisdair Macpherson | 1 Good | 1 State of art | 2 General purpose research | 0 | EPS | Faculty Office Dean | 472525 | CLF NS6http://www.psi.manchester.ac.uk/index.html | 4D5 | 4. Sample Measurement/Analysis | D. Laser | 5. Nanosecond | [5 empty] | FB00033 | FB00033 | 9011 | AA06244 | 6521 | 9013 | 10 | 53129.52 | 38518.902 | 14610.618 | 0 | 442.746 | 53129.52 | [12 empty] | 53129.52 | 38076.156 |  | 442.746 | [23 empty] | 38518.902 | 120 | 10 | Boilers, building plant and scientific equipment |  | N |  | N |  | N |  | N |  | N | Prior to FY1415=NOT required |  | 22.03.16: 'School' amendment made as per JC email
E00709 | 08-09 | 2009-04-01 | 2019-04-01 12:00 |  | University Funded | University Funded | Janus/Grosvenor |  | Building Security System | Building Security System | Paterson Institute | Paterson Building | Colin Gleeson | Colin Gleeson | 2 Adequate | 2 Good | 2 General purpose research | 0 | MHS | Paterson Institute | 372374 |  | 6a5 | 6. Infrastructure | A. IT | 5. Data Management | [5 empty] | AC00184 | AC00184 | 9011 | AC00184 | 6522 | 9013 | 00 | 52365.01 | 38401.0073 | 13964.0027 | 0 | 436.3751 | 52365.01 | [12 empty] | 52365.01 | 37964.6323 |  | 436.3751 | [23 empty] | 38401.0073 | 120 | 10 | Boilers, building plant and scientific equipment |  | N |  | N |  | N |  | N |  | N | Prior to FY1415=NOT required
E00710a | 08-09 | 2009-04-01 | 2013-04-01 |  | University Funded | University Funded |  |  | Access Control | The Mill- Access Control to stairways & small CCTV system | A, D & E floors |  |  |  | 1 Good | 2 Good | 3 Research and Teaching | 0 | EPS | Materials | 412810 | [8 empty] | Data confirmed as part of data cleanse exercise (March 2015). Asset not physically verified. |  | AA01911 | AA01911 | 9011 | AA01910 | 6522 | 9013 | 00 | 16126.72 | 16126.72 | 0 | 0 | 0 | 16126.72 | [12 empty] | 16126.72 | 16126.72 |  | 0 | [23 empty] | 16126.72 | 48 | 4 | Motor vehicles and other general equipment |  | N |  | N |  | N |  | N |  | N | Prior to FY1415=NOT required
E00710b | 08-09 | 2009-04-01 | 2013-04-01 |  | University Funded | University Funded |  |  | Access Control | The Mill- Access Control to stairways & small CCTV system | A, D & E floors |  |  |  | 1 Good | 2 Good | 3 Research and Teaching | 0 | EPS | CEAS | 412810 | [8 empty] | Verified as part of data cleanse exercise (March 2015) |  | AA02877 | AA02877 | 9011 | AA02827 | 6522 | 9013 | 00 | 32253.91 | 32253.91 | 0 | 0 | 0 | 32253.91 | [12 empty] | 32253.91 | 32253.91 |  | 0 | [23 empty] | 32253.91 | 48 | 4 | Motor vehicles and other general equipment |  | N |  | N |  | N |  | N |  | N | Prior to FY1415=NOT required
E00713 | 08-09 | 2010-03-01 | 2015-03-01 06:00 |  | University Funded | University Funded | Cisco |  | Campus Network Infrastructure - 1 | To improve the university's network infrastructure | University Campus - multiple sites |  | Darren Hankinson |  | 1 Good | 1 State of art | 3 Research and Teaching | 0 | PSS | ITS | [6 empty] | y | yes | 2016-07-01 | Confirmed by J.Bird with signed verification form | as per FY1516 YrEnd Verification & Impairments Exercise in Jul'16 | LA00473 | LA00473 | 9011 | LA00642 | 6522 | 9013 | 00 | 1238075.75 | 1238075.75 | 0 | 0 | 0 | 1238075.75 | [12 empty] | 1238075.75 | 1238075.75 |  | 0 | [23 empty] | 1238075.75 | 60 | 5 | Mainframe computers & propriety software |  | N |  | N |  | N |  | N |  | Y |  |  | Not appropriate for consolidation of multi lines due to this project has diff.comm.date for costs incurred in each FY.
E00713 | 09-10 | 2010-04-01 | 2015-04-01 06:00 |  | University Funded | University Funded | Cisco |  | Campus Network Infrastructure - 2 | To improve the university's network infrastructure | University Campus - multiple sites |  | Darren Hankinson |  | 1 Good | 1 State of art | 3 Research and Teaching | 0 | PSS | ITS | [6 empty] | y | yes | 2016-07-01 | Confirmed by J.Bird with signed verification form | as per FY1516 YrEnd Verification & Impairments Exercise in Jul'16 | LA00473 | LA00473 | 9011 | LA00642 | 6522 | 9013 | 00 | 565160.52 | 565160.52 | 0 | 0 | 0 | 565160.52 | [12 empty] | 565160.52 | 565160.52 |  | 0 | [23 empty] | 565160.52 | 60 | 5 | Mainframe computers & propriety software |  | N |  | N |  | N |  | N |  | Y |  |  | Not appropriate for consolidation of multi lines due to this project has diff.comm.date for costs incurred in each FY.
E00713 | 10-11 | 2012-08-01 | 2017-08-01 06:00 |  | University Funded | University Funded | Cisco |  | Campus Network Infrastructure - 3 | To improve the university's network infrastructure | University Campus - multiple sites |  | Darren Hankinson |  | 1 Good | 1 State of art | 3 Research and Teaching | 0 | PSS | ITS | [6 empty] | y | yes | 2016-07-01 | Confirmed by J.Bird with signed verification form | as per FY1516 YrEnd Verification & Impairments Exercise in Jul'16 | LA00473 | LA00473 | 9011 | LA00642 | 6522 | 9013 | 00 | 712162.2 | 569729.76 | 142432.44 | 0 | 11869.37 | 712162.2 | [12 empty] | 712162.2 | 557860.39 |  | 11869.37 | [23 empty] | 569729.76 | 60 | 5 | Mainframe computers & propriety software |  | N |  | N |  | N |  | N |  | Y |  |  | Not appropriate for consolidation of multi lines due to this project has diff.comm.date for costs incurred in each FY.
E00713 | 11-12 | 2012-07-01 | 2017-07-01 06:00 |  | University Funded | University Funded | Cisco |  | Campus Network Infrastructure - 4 | To improve the university's network infrastructure | University Campus - multiple sites |  | Darren Hankinson |  | 1 Good | 1 State of art | 3 Research and Teaching | 0 | PSS | ITS | Various | [5 empty] | y | yes | 2016-07-01 | Confirmed by J.Bird with signed verification form | as per FY1516 YrEnd Verification & Impairments Exercise in Jul'16 | LA00473 | LA00473 | 9011 | LA00642 | 6522 | 9013 | 00 | 449819.38 | 367352.4937 | 82466.8863 | 0 | 7496.9897 | 449819.38 | [12 empty] | 449819.38 | 359855.504 |  | 7496.9897 | [23 empty] | 367352.4937 | 60 | 5 | Mainframe computers & propriety software |  | N |  | N |  | N |  | N |  | Y |  |  | Not appropriate for consolidation of multi lines due to this project has diff.comm.date for costs incurred in each FY.
E00713 | 12-13 | 2013-07-01 | 2018-07-01 06:00 |  | University Funded | University Funded | Cisco |  | Campus Network Infrastructure - 5 | To improve the university's network infrastructure | University Campus - multiple sites |  | Darren Hankinson |  | 1 Good | 1 State of art | 3 Research and Teaching | 0 | PSS | ITS | Various | [5 empty] | y | yes | 2016-07-01 | Confirmed by J.Bird with signed verification form | as per FY1516 YrEnd Verification & Impairments Exercise in Jul'16 | LA00473 | LA00473 | 9011 | LA00642 | 6522 | 9013 | 00 | 750948.61 | 463084.9762 | 287863.6338 | 0 | 12515.8102 | 750948.61 | [12 empty] | 750948.61 | 450569.166 |  | 12515.8102 | [23 empty] | 463084.9762 | 60 | 5 | Mainframe computers & propriety software |  | N |  | N |  | N |  | N |  | Y |  |  | Not appropriate for consolidation of multi lines due to this project has diff.comm.date for costs incurred in each FY.
E00713 | 13-14 | 2014-02-01 | 2019-02-01 06:00 |  | University Funded | University Funded | Cisco |  | Campus Network Infrastructure - 6 | To improve the university's network infrastructure | University Campus - multiple sites |  | Darren Hankinson |  | 1 Good | 1 State of art | 3 Research and Teaching | 0 | PSS | ITS | Various | [5 empty] | y | yes | 2016-07-01 | Confirmed by J.Bird with signed verification form | as per FY1516 YrEnd Verification & Impairments Exercise in Jul'16 | LA00473 | LA00473 | 9011 | LA00642 | 6522 | 9013 | 00 | 2392263.92 | 1196131.96 | 1196131.96 | 0 | 39871.0653 | 2392263.92 | [12 empty] | 2392263.92 | 1156260.8947 |  | 39871.0653 | [23 empty] | 1196131.96 | 60 | 5 | Mainframe computers & propriety software |  | N |  | N |  | N |  | N |  | Y |  |  | Not appropriate for consolidation of multi lines due to this project has diff.comm.date for costs incurred in each FY.
E00714 | 08-09 | 2009-08-01 | 2016-12-01 |  | University Funded | University Funded |  |  | ITS capital project | Storage and backup | Reynolds House & Kilburn data centres |  | Steve Paton |  | 1 Good | 2 Good | 1 Dedicated to particular experiment | 0.3 | PSS | ITS | 471773 | [5 empty] | y | yes | 2016-07-01 | Confirmed by J.Bird with signed verification form | as per FY1516 YrEnd Verification & Impairments Exercise in Jul'16 | LA00475 | LA00475 | 9011 | LA00642 | 6522 | 9013 | 00 | 601238.4 | 573909.3818 | 27329.0182 | 0 | 6832.2545 | 601238.4 | [12 empty] | 601238.4 | 567077.1273 |  | 6832.2545 | [23 empty] | 573909.3818 | 88 | 7 | Does not match Policy. Check | UEL amended as per Jo Bird instructed in Jun'16 due to linked operating leased asset would be finished in Dec'16. | N |  | N |  | N |  | N |  | Y |  |  | 23.06.16: UEL amended as instructed by Jo Bird.(this asset is associated with and interlinked with the Isilon data storage equipment in both Reynold House and Joule House (previously Kilburn) data centres; the term for the current operating lease for this Isilon kit ends in December 2016.
E00715 | 08-09 | 2009-04-01 | 2019-04-01 12:00 |  | Part Funded | Other | Continuum & Radiant Dyes | Powerlite II 9020, Scorpion D064, Narrowscan D-R 2400 & Narrowscan D-R 3000 (reversed) | PSI Laser Systems | Radiant Dyes Narrowscan D-R 3000 dye laser (S/N 1213) | Alan Turing Building G.306 | Alan Turing Building | PSI Director | PSI Director |  |  |  | 0 | EPS | Faculty Office Dean | 472479 | CLF NS2http://www.psi.manchester.ac.uk/index.html | 4D5 | 4. Sample Measurement/Analysis | D. Laser | 5. Nanosecond | y |  |  |  |  | FB00033 | FB00033 | 9011 | AA06244 | 6521 | 9013 | 10 | 36086.57 | 26463.4847 | 9623.0853 | 0 | 300.7214 | 36086.57 | [12 empty] | 36086.57 | 26162.7632 |  | 300.7214 | [23 empty] | 26463.4847 | 120 | 10 | Boilers, building plant and scientific equipment |  | N |  | N |  | N |  | N |  | N | Prior to FY1415=NOT required |  | 22.03.16: 'School' amendment made as per JC email
E00716 | 08-09 | 2009-04-01 | 2013-04-01 |  | Part Funded | Other | Rare Cells |  | ISET System | ISET System | Paterson Institute CEP Lab | Paterson Building | Martin Greaves | Caroline Dive | 1 Good | 1 State of art | 1 Dedicated to particular experiment | 0 | MHS | Paterson Institute | 481137 |  | 4b1 | 4. Sample Measurement/Analysis | B. Electronic | 1. Network Analyser | [5 empty] | KA00088 | KA00088 | 9011 | KA00088 | 6521 | 9013 | 26 | 53285.97 | 53285.97 | 0 | 0 | 0 | 53285.97 | [12 empty] | 53285.97 | 53285.97 |  | 0 | [23 empty] | 53285.97 | 48 | 4 | Motor vehicles and other general equipment |  | N |  | N |  | N |  | N |  | N | Prior to FY1415=NOT required
E00717 | 08-09 | 2009-03-01 | 2012-03-01 18:00 |  | Research | Research | Gatan | Orius SC1000 | Gatan Orius SC1000 Camera | Gatan Orius SC1000 Camera | Michael Smith Building D.1514 | Michael Smith Building | Aleksandr Mironov | Aleksandr Mironov | 1 Good | 2 Good | 2 General purpose research | 0.3 | FLS | Life Sciences | 436467 |  | 3c3 | 3. Materials Characterisation | C. Imaging | 3. Infra-Red | n |  |  | Verified as part of data cleanse exercise (March 2015) |  | R011862 | R011862 | 9011 | R011862 | 6520 | 9013 | 31 | 503.5 | 503.5 | 0 | 0 | 0 | 503.5 | [12 empty] | 503.5 | 503.5 |  | 0 | [23 empty] | 503.5 | 36 | 3 | Equipment acquired for specific research projects |  | N |  | N |  | N |  | N |  | N | Prior to FY1415=NOT required
E00717 | 08-09 | 2009-03-01 | 2013-03-01 |  | Part Funded | University Funded | Gatan | Orius SC1000 | Gatan Orius SC1000 Camera | Gatan Orius SC1000 Camera | Michael Smith Building D.1514 | Michael Smith Building | Aleksandr Mironov | Aleksandr Mironov | 1 Good | 2 Good | 2 General purpose research | 0.3 | FLS | Life Sciences | 436467 |  | 3c3 | 3. Materials Characterisation | C. Imaging | 3. Infra-Red | n |  |  | Verified as part of data cleanse exercise (March 2015) |  | AD00673 | AD00673 | 9011 | AA00158 | 6522 | 9013 | 00 | 36997.75 | 36997.75 | 0 | 0 | 0 | 36997.75 | [12 empty] | 36997.75 | 36997.75 |  | 0 | [23 empty] | 36997.75 | 48 | 4 | Motor vehicles and other general equipment |  | N |  | N |  | N |  | N |  | N | Prior to FY1415=NOT required
E00717 | 08-09 | 2009-03-01 | 2013-03-01 |  | Part Funded | University Funded | Gatan | Orius SC1000 | Gatan Orius SC1000 Camera | Gatan Orius SC1000 Camera | Michael Smith Building D.1514 | Michael Smith Building | Aleksandr Mironov | Aleksandr Mironov | 1 Good | 2 Good | 2 General purpose research | 0.3 | FLS | Life Sciences | 436467 |  | 3c3 | 3. Materials Characterisation | C. Imaging | 3. Infra-Red | n |  |  | Verified as part of data cleanse exercise (March 2015) |  | AA05846 | AA05846 | 9011 | AA00158 | 6522 | 9013 | 00 | 9998.75 | 9998.75 | 0 | 0 | 0 | 9998.75 | [12 empty] | 9998.75 | 9998.75 |  | 0 | [23 empty] | 9998.75 | 48 | 4 | Motor vehicles and other general equipment |  | N |  | N |  | N |  | N |  | N | Prior to FY1415=NOT required
E00722 | 08-09 | 2009-03-01 | 2019-03-01 12:00 |  | Part Funded | Other | Perkin Elmer | Lambda 1050 WB, URA & IS150 | PSI Laser Systems | PerkinElmer Lambda 1050 UV/Vis/NIR spectrophotometer | Alan Turing Building 2.303 | Alan Turing Building | PSI Director | Alisdair Macpherson | 1 Good | 1 State of art | 2 General purpose research | 0 | EPS | Faculty Office Dean | 472510 |  | 3B1 | 3. Materials Characterisation | B. Spectrometry | 1. Spectrophotometry | y |  |  |  |  | FB00033 | FB00033 | 9011 | AA06244 | 6521 | 9013 | 10 | 59989 | 44491.8417 | 15497.1583 | 0 | 499.9083 | 59989 | [12 empty] | 59989 | 43991.9333 |  | 499.9083 | [23 empty] | 44491.8417 | 120 | 10 | Boilers, building plant and scientific equipment |  | N |  | N |  | N |  | N |  | N | Prior to FY1415=NOT required |  | 22.03.16: 'School' amendment made as per JC email
E00723 | 08-09 | 2009-03-01 | 2019-03-01 12:00 |  | Part Funded | Other | Edwards | MagLev | PSI Laser Systems | Edwards vacuum pumping system | Alan Turing Building 1.305 | Alan Turing Building | PSI Director | PSI Director |  |  |  | 0 | EPS | Faculty Office Dean | 472574 |  | 4D2 | 4. Sample Measurement/Analysis | D. Laser | 2. Components | y |  |  |  |  | FB00033 | FB00033 | 9011 | AA06244 | 6521 | 9013 | 10 | 62478.51 | 46338.2283 | 16140.2817 | 0 | 520.6542 | 62478.51 | [12 empty] | 62478.51 | 45817.574 |  | 520.6542 | [23 empty] | 46338.2283 | 120 | 10 | Boilers, building plant and scientific equipment |  | N |  | N |  | N |  | N |  | N | Prior to FY1415=NOT required |  | 22.03.16: 'School' amendment made as per JC email
E00725 | 08-09 | 2009-04-01 | 2019-04-01 12:00 |  | University Funded | University Funded | Agilent | 7500 | Agilent - 7500 | GC-ICPMS | Williamson Building -- LAB. 1.27 | Williamson Building | Paul Lythgoe | Dave Polya | 1 Good | 2 Good | 2 General purpose research | 0 | EPS | SEAES | 509981 | Analytical Geochemistry Unit | 3B3 | 3. Materials Characterisation | B. Spectrometry | 3. Mass Spectrometry | n | yes | 2016-07-01 | Confirmed by Vikki Fellows with signed verification form | as per FY1516 YrEnd Verification & Impairments Exercise in Jul'16 | AA01025 | AA01025 | 9011 | AA11154 | 6522 | 9013 | 00 | 117571.17 | 86218.858 | 31352.312 | 0 | 979.7597 | 117571.17 | [12 empty] | 117571.17 | 85239.0982 |  | 979.7597 | [23 empty] | 86218.858 | 120 | 10 | Boilers, building plant and scientific equipment |  | N |  | N |  | N |  | N |  | Y | Prior to FY1415=NOT required
E00726 | 08-09 | 2009-04-01 | 2019-04-01 12:00 |  | Part Funded | Other | LeCroy | Wavepro 740Zi | PSI Laser Systems | Wavepro 740Zi Oscilloscope | Alan Turing Building 2.312 | Alan Turing Building | PSI Director | Med Benyezzar | 1 Good | 2 Good | 2 General purpose research | 0 | EPS | Faculty Office Dean | 472538 |  | 4D2 | 4. Sample Measurement/Analysis | D. Laser | 2. Components | y |  |  |  |  | FB00033 | FB00033 | 9011 | AA06244 | 6521 | 9013 | 10 | 25780.1 | 18905.4067 | 6874.6933 | 0 | 214.8342 | 25780.1 | [12 empty] | 25780.1 | 18690.5725 |  | 214.8342 | [23 empty] | 18905.4067 | 120 | 10 | Boilers, building plant and scientific equipment |  | N |  | N |  | N |  | N |  | N | Prior to FY1415=NOT required |  | 22.03.16: 'School' amendment made as per JC email
E00728 | 08-09 | 2009-04-01 | 2012-04-01 |  | Part Funded | Endowment | ProteinSimple | Firefly 3000 | Firefly 3000 System | Firefly 3000 System | Room S22, Wolfson Molecular Imaging Centre | Wolfson Molecular Imaging Centre | Liqun Zhang | Tony Whetton | 1 Good | 1 State of art | 1 Dedicated to particular experiment | 0 | MHS | Cancer & Enabling Sciences | 467004 | WMIC | 3l7 | 3. Materials Characterisation | L. Chemical Analysis | 7. Electrophoresis | [5 empty] | WK00864 | WK00864 | 9011 | WK00864 | 6521 | 9013 | 09 | 22353 | 22353 | 0 | 0 | 0 | 22353 | [12 empty] | 22353 | 22353 |  | 0 | [23 empty] | 22353 | 36 | 3 | Equipment acquired for specific research projects |  | N |  | N |  | N |  | N |  | N | Prior to FY1415=NOT required |  | End of UEL was amended to 3 yrs as non-software confirmation rece'd from Michael Berne on 14.01.16
E00728 | 08-09 | 2009-04-01 | 2012-04-01 |  | Part Funded | Endowment | ProteinSimple | Firefly 3000 | Firefly 3000 System | Firefly 3000 System | Room S22, Wolfson Molecular Imaging Centre | Wolfson Molecular Imaging Centre | Liqun Zhang | Tony Whetton | 1 Good | 1 State of art | 1 Dedicated to particular experiment | 0 | MHS | Cancer & Enabling Sciences | 467004 | WMIC | 3l7 | 3. Materials Characterisation | L. Chemical Analysis | 7. Electrophoresis | [5 empty] | WK00685 | WK00685 | 9011 | WK00685 | 6521 | 9013 | 09 | 14000 | 14000 | 0 | 0 | 0 | 14000 | [12 empty] | 14000 | 14000 |  | 0 | [23 empty] | 14000 | 36 | 3 | Equipment acquired for specific research projects |  | N |  | N |  | N |  | N |  | N | Prior to FY1415=NOT required |  | End of UEL was amended to 3 yrs as non-software confirmation rece'd from Michael Berne on 14.01.16
E00728 | 08-09 | 2009-04-01 | 2012-04-01 |  | Part Funded | Endowment | ProteinSimple | Firefly 3000 | Firefly 3000 System | Firefly 3000 System | Room S22, Wolfson Molecular Imaging Centre | Wolfson Molecular Imaging Centre | Liqun Zhang | Tony Whetton | 1 Good | 1 State of art | 1 Dedicated to particular experiment | 0 | MHS | Cancer & Enabling Sciences | 467004 | WMIC | 3l7 | 3. Materials Characterisation | L. Chemical Analysis | 7. Electrophoresis | [5 empty] | WK00686 | WK00686 | 9011 | WK00686 | 6521 | 9013 | 09 | 13000 | 13000 | 0 | 0 | 0 | 13000 | [12 empty] | 13000 | 13000 |  | 0 | [23 empty] | 13000 | 36 | 3 | Equipment acquired for specific research projects |  | N |  | N |  | N |  | N |  | N | Prior to FY1415=NOT required |  | End of UEL was amended to 3 yrs as non-software confirmation rece'd from Michael Berne on 14.01.16
E00728 | 08-09 | 2009-04-01 | 2012-04-01 |  | Part Funded | Endowment | ProteinSimple | Firefly 3000 | Firefly 3000 System | Firefly 3000 System | Room S22, Wolfson Molecular Imaging Centre | Wolfson Molecular Imaging Centre | Liqun Zhang | Tony Whetton | 1 Good | 1 State of art | 1 Dedicated to particular experiment | 0 | MHS | Cancer & Enabling Sciences | 467004 | WMIC | 3l7 | 3. Materials Characterisation | L. Chemical Analysis | 7. Electrophoresis | [5 empty] | WK00679 | WK00679 | 9011 | WK00679 | 6521 | 9013 | 09 | 10000 | 10000 | 0 | 0 | 0 | 10000 | [12 empty] | 10000 | 10000 |  | 0 | [23 empty] | 10000 | 36 | 3 | Equipment acquired for specific research projects |  | N |  | N |  | N |  | N |  | N | Prior to FY1415=NOT required |  | End of UEL was amended to 3 yrs as non-software confirmation rece'd from Michael Berne on 14.01.16
E00728 | 08-09 | 2009-04-01 | 2012-04-01 |  | Part Funded | University Funded | ProteinSimple | Firefly 3000 | Firefly 3000 System | Firefly 3000 System | Room S22, Wolfson Molecular Imaging Centre | Wolfson Molecular Imaging Centre | Liqun Zhang | Tony Whetton | 1 Good | 1 State of art | 1 Dedicated to particular experiment | 0 | MHS | Cancer & Enabling Sciences | 467004 | WMIC | 3l7 | 3. Materials Characterisation | L. Chemical Analysis | 7. Electrophoresis | [5 empty] | AD00571 | AD00571 | 9011 | AD00571 | 6522 | 9013 | 00 | 63133.91 | 63133.91 | 0 | 0 | 0 | 63133.91 | [12 empty] | 63133.91 | 63133.91 |  | 0 | [23 empty] | 63133.91 | 36 | 3 | Equipment acquired for specific research projects |  | N |  | N |  | N |  | N |  | N | Prior to FY1415=NOT required |  | End of UEL was amended to 3 yrs as non-software confirmation rece'd from Michael Berne on 14.01.16
E00728 | 08-09 | 2009-04-01 | 2012-04-01 |  | Part Funded | University Funded | ProteinSimple | Firefly 3000 | Firefly 3000 System | Firefly 3000 System | Room S22, Wolfson Molecular Imaging Centre | Wolfson Molecular Imaging Centre | Liqun Zhang | Tony Whetton | 1 Good | 1 State of art | 1 Dedicated to particular experiment | 0 | MHS | Cancer & Enabling Sciences | 467004 | WMIC | 3l7 | 3. Materials Characterisation | L. Chemical Analysis | 7. Electrophoresis | [5 empty] | AA08371 | AA08371 | 9011 | AA08371 | 6522 | 9013 | 00 | 30000 | 30000 | 0 | 0 | 0 | 30000 | [12 empty] | 30000 | 30000 |  | 0 | [23 empty] | 30000 | 36 | 3 | Equipment acquired for specific research projects |  | N |  | N |  | N |  | N |  | N | Prior to FY1415=NOT required |  | End of UEL was amended to 3 yrs as non-software confirmation rece'd from Michael Berne on 14.01.16
E00728 | 08-09 | 2009-04-01 | 2012-04-01 |  | Part Funded | University Funded | ProteinSimple | Firefly 3000 | Firefly 3000 System | Firefly 3000 System | Room S22, Wolfson Molecular Imaging Centre | Wolfson Molecular Imaging Centre | Liqun Zhang | Tony Whetton | 1 Good | 1 State of art | 1 Dedicated to particular experiment | 0 | MHS | Cancer & Enabling Sciences | 467004 | WMIC | 3l7 | 3. Materials Characterisation | L. Chemical Analysis | 7. Electrophoresis | [5 empty] | AD00572 | AD00572 | 9011 | AD00572 | 6522 | 9013 | 00 | 18055 | 18055 | 0 | 0 | 0 | 18055 | [12 empty] | 18055 | 18055 |  | 0 | [23 empty] | 18055 | 36 | 3 | Equipment acquired for specific research projects |  | N |  | N |  | N |  | N |  | N | Prior to FY1415=NOT required |  | End of UEL was amended to 3 yrs as non-software confirmation rece'd from Michael Berne on 14.01.16
E00728 | 08-09 | 2009-04-01 | 2012-04-01 |  | Part Funded | University Funded | ProteinSimple | Firefly 3000 | Firefly 3000 System | Firefly 3000 System | Room S22, Wolfson Molecular Imaging Centre | Wolfson Molecular Imaging Centre | Liqun Zhang | Tony Whetton | 1 Good | 1 State of art | 1 Dedicated to particular experiment | 0 | MHS | Cancer & Enabling Sciences | 467004 | WMIC | 3l7 | 3. Materials Characterisation | L. Chemical Analysis | 7. Electrophoresis | [5 empty] | AD01123 | AD01123 | 9011 | AD01123 | 6522 | 9013 | 00 | 20000 | 20000 | 0 | 0 | 0 | 20000 | [12 empty] | 20000 | 20000 |  | 0 | [23 empty] | 20000 | 36 | 3 | Equipment acquired for specific research projects |  | N |  | N |  | N |  | N |  | N | Prior to FY1415=NOT required |  | End of UEL was amended to 3 yrs as non-software confirmation rece'd from Michael Berne on 14.01.16
E00729 | 08-09 | 2009-04-01 | 2013-04-01 |  | University Funded | University Funded |  |  | BSF Cages | BSF Cages | BSF |  | T Priest |  | 1 Good | 1 State of art | 2 General purpose research | 0 | FLS | Life Sciences | Order on Paradox | BSF | 6d4 | 6. Infrastructure | D. Laboratory | 4. Vacuum | [5 empty] | AC00006 | AC00006 | 9011 | AA00158 | 6522 | 9013 | 00 | 312092.69 | 312092.69 | 0 | 0 | 0 | 312092.69 | [12 empty] | 312092.69 | 312092.69 |  | 0 | [23 empty] | 312092.69 | 48 | 4 | Motor vehicles and other general equipment |  | N |  | N |  | N |  | N |  | N | Prior to FY1415=NOT required
E00730 | 08-09 | 2009-08-01 | 2013-08-01 |  | University Funded | University Funded | Olympus |  | IX71 with cell^M 'Lite' System | IX71 with cell^M 'Lite' System With Ex-Demo Items, Two Cameras. | MIB Building 1.054 | MIB Building | Steve Marsden | Ardeshir Bayat | 1 Good | 2 Good | 3 Research and Teaching | 0.2 | FLS | MIB | 521939 | Microscopy | 3D7 | 3. Materials Characterisation | D. Optical Microscopy | 7. Fluorescence |  | yes | 2015-07-21 | Sophie Chetham | confirmed by email on 21.07.15 | AA06935 | AA06935 | 9011 | AA06935 | 6522 | 9013 | 00 | 45997.9 | 45997.9 | 0 | 0 | 0 | 45997.9 | [12 empty] | 45997.9 | 45997.9 |  | 0 | [23 empty] | 45997.9 | 48 | 4 | Motor vehicles and other general equipment |  | N |  | N |  | N |  | N |  | Y
E00735a | 09-10 | 2010-08-01 | 2018-08-01 |  | University Funded | University Funded |  |  | ITS capital project | Exchange Email and Calendaring | Kilburn Building | Kilburn Building | Steve Paton |  | 1 Good | 1 State of art |  |  | PSS | ITS | 516037 | [5 empty] | y | yes | 2016-07-01 | Confirmed by J.Bird with signed verification form | as per FY1516 YrEnd Verification & Impairments Exercise in Jul'16 | LA00503 | LA00503 | 9011 | LA00642 | 6522 | 9013 | 00 | 794905.08 | 596178.81 | 198726.27 | 0 | 8280.2612 | 794905.08 | [12 empty] | 794905.08 | 587898.5487 |  | 8280.2612 | [23 empty] | 596178.81 | 96 | 8 | Computer software |  | N |  | N |  | N |  | N |  | Y |  |  | 21.01.16: consolidated multiple lines to one as per the exercise of FAR Cleanse
E00736 | 08-09 | 2009-06-01 | 2013-06-01 |  | University Funded | University Funded | Leosphere | ALS300 | ALS300 LIDAR System | ALS300 LIDAR System | Simon Building | Simon Building | Geraint Vaughan | Geraint Vaughan | 1 Good | 2 Good |  | 0 | EPS | SEAES | 470964 | [5 empty] | n | yes | 2016-07-01 | Confirmed by Vikki Fellows with signed verification form | as per FY1516 YrEnd Verification & Impairments Exercise in Jul'16 | AA00946 | AA00946 | 9011 | AA11154 | 6522 | 9013 | 00 | 85638.46 | 85638.46 | 0 | 0 | 0 | 85638.46 | [12 empty] | 85638.46 | 85638.46 |  | 0 | [23 empty] | 85638.46 | 48 | 4 | Motor vehicles and other general equipment |  | N |  | N |  | N |  | N |  | Y | Prior to FY1415=NOT required |  | 21.01.16: consolidated multiple lines to one as per the exercise of FAR Cleanse
E00738 | 08-09 | 2009-11-01 | 2013-11-01 |  | Part Funded | HEFCE |  |  | PSI Laser Systems | PSI Lasers |  |  | PSI Director | PSI Director |  |  |  | 0 | EPS | PSI |  |  | 4D2 | 4. Sample Measurement/Analysis | D. Laser | 2. Components | y |  |  |  |  | FB00033 | FB00033 | 9011 | AA06244 | 6521 | 9013 | 10 | 99418.06 | 99418.06 | 0 | 0 | 0 | 99418.06 | [12 empty] | 99418.06 | 99418.06 |  | 0 | [23 empty] | 99418.06 | 48 | 4 | Motor vehicles and other general equipment |  | N |  | N |  | N |  | N |  | N | Prior to FY1415=NOT required |  | Not appropriate for consolidation of multi lines due to this asset has diff.comm.date for costs incurred in diff.FY.
E00738 | 09-10 | 2010-03-01 | 2014-03-01 |  | Part Funded | HEFCE |  |  | PSI Laser Systems | PSI Lasers |  |  | PSI Director | PSI Director |  |  |  | 0 | EPS | PSI |  |  | 4D2 | 4. Sample Measurement/Analysis | D. Laser | 2. Components | [5 empty] | FB00033 | FB00033 | 9011 | AA06244 | 6521 | 9013 | 10 | 44012.18 | 44012.18 | 0 | 0 | 0 | 44012.18 | [12 empty] | 44012.18 | 44012.18 |  | 0 | [23 empty] | 44012.18 | 48 | 4 | Motor vehicles and other general equipment |  | N |  | N |  | N |  | N |  | N | Prior to FY1415=NOT required |  | Not appropriate for consolidation of multi lines due to this asset has diff.comm.date for costs incurred in diff.FY.
E00739 | 08-09 | 2009-07-01 | 2013-07-01 |  | Part Funded | HEFCE | Horiba | FluoroLog 322-iHR | PSI Laser Systems | Horiba Jobin-Yvon FluoroLog3 spectrofluorometer with accessories | Alan Turing Building | Alan Turing Building | PSI Director | Alisdair Macpherson | 1 Good | 1 State of art | 2 General purpose research | 0 | EPS | PSI | 472476 |  | 3A7 | 3. Materials Characterisation | A. Spectroscopy | 7. Fluorescence | y |  |  |  |  | FB00033 | FB00033 | 9011 | AA06244 | 6521 | 9013 | 10 | 94509.3 | 94509.3 | 0 | 0 | 0 | 94509.3 | [12 empty] | 94509.3 | 94509.3 |  | 0 | [23 empty] | 94509.3 | 48 | 4 | Motor vehicles and other general equipment |  | N |  | N |  | N |  | N |  | N | Prior to FY1415=NOT required
E00740 | 09-10 | 2010-03-01 | 2013-03-01 |  | Part Funded | University Funded | AB Sciex | QSTAR Elite Pro | QSTAR Elite Pro System | QSTAR Elite Pro System | WMIC | Wolfson Molecular Imaging Centre | Tony Whetton and Caroline Dive | Tony Whetton and Caroline Dive | 1 Good | 1 State of art | 2 General purpose research | 0 | MHS | Cancer & Enabling Sciences | 546871 | WMIC/PICR | 3b3 | 3. Materials Characterisation | B. Spectrometry | 3. Mass Spectrometry | y |  |  |  |  | AD00572 | AD00572 | 9011 | AD00572 | 6522 | 9013 | 00 | -102449.49 | -102449.49 | 0 | 0 | 0 | -102449.49 | [12 empty] | -102449.49 | -102449.49 |  | 0 | [23 empty] | -102449.49 | 36 | 3 | Equipment acquired for specific research projects |  | N |  | N |  | N |  | N |  | N | Prior to FY1415=NOT required |  | 16.02.16: reversing Jan'16 Op.bal. amendment and multi-lines consolidation as agreed with JC. Negative costs & acc.depn cannot be corrected in FY1516. this is due to historical errors; i.e. cost matching & faculty adj in FY09/10, relate to a closed project-R105782.
E00740 | 09-10 | 2010-03-01 | 2013-03-01 |  | Research | Research | AB Sciex | QSTAR Elite Pro | QSTAR Elite Pro System | QSTAR Elite Pro System | WMIC | Wolfson Molecular Imaging Centre | Tony Whetton and Caroline Dive | Tony Whetton and Caroline Dive | 1 Good | 1 State of art | 2 General purpose research | 0 | MHS | Cancer & Enabling Sciences | 546871 | WMIC/PICR | 3b3 | 3. Materials Characterisation | B. Spectrometry | 3. Mass Spectrometry | y |  |  |  |  | R105782 | R105782 | 9011 | R105782 | 6520 | 9013 | 31 | -73821.69 | -73821.69 | 0 | 0 | 0 | -73821.69 | [12 empty] | -73821.69 | -73821.69 |  | 0 | [23 empty] | -73821.69 | 36 | 3 | Equipment acquired for specific research projects |  | N |  | N |  | N |  | N |  | N | Prior to FY1415=NOT required |  | 16.02.16: reversing Jan'16 Op.bal. amendment and multi-lines consolidation as agreed with JC. Negative costs & acc.depn cannot be corrected in FY1516. this is due to historical errors; i.e. cost matching & faculty adj in FY09/10, relate to a closed project-R105782.
E00740 | 09-10 | 2010-03-01 | 2013-03-01 18:00 |  | Part Funded | University Funded | AB Sciex | QSTAR Elite Pro | QSTAR Elite Pro System | QSTAR Elite Pro System | WMIC | Wolfson Molecular Imaging Centre | Tony Whetton and Caroline Dive | Tony Whetton and Caroline Dive | 1 Good | 1 State of art | 2 General purpose research | 0 | MHS | Cancer & Enabling Sciences | 546871 | WMIC/PICR | 3b3 | 3. Materials Characterisation | B. Spectrometry | 3. Mass Spectrometry | y |  |  |  |  | FB00119 | FB00119 | 9011 | LC10047 | 6522 | 9013 | 10 | 13183.98 | 13183.98 | 0 | 0 | 0 | 13183.98 | [12 empty] | 13183.98 | 13183.98 |  | 0 | [23 empty] | 13183.98 | 36 | 3 | Equipment acquired for specific research projects |  | N |  | N |  | N |  | N |  | N | Prior to FY1415=NOT required |  | 16.02.16: reversing Jan'16 Op.bal. amendment and multi-lines consolidation as agreed with JC. Negative costs & acc.depn cannot be corrected in FY1516. this is due to historical errors; i.e. cost matching & faculty adj in FY09/10, relate to a closed project-R105782.
E00740 | 08-09 | 2009-08-01 | 2012-08-01 18:00 |  | Research | Research | AB Sciex | QSTAR Elite Pro | QSTAR Elite Pro System | QSTAR Elite Pro System | WMIC | Wolfson Molecular Imaging Centre | Tony Whetton and Caroline Dive | Tony Whetton and Caroline Dive | 1 Good | 1 State of art | 2 General purpose research | 0 | MHS | Cancer & Enabling Sciences | 546871 | WMIC/PICR | 3b3 | 3. Materials Characterisation | B. Spectrometry | 3. Mass Spectrometry | y |  |  |  |  | R105782 | R105782 | 9011 | R105782 | 6520 | 9013 | 31 | 52113.99 | 52113.99 | 0 | 0 | 0 | 52113.99 | [12 empty] | 52113.99 | 52113.99 |  | 0 | [23 empty] | 52113.99 | 36 | 3 | Equipment acquired for specific research projects |  | N |  | N |  | N |  | N |  | N | Prior to FY1415=NOT required |  | 16.02.16: reversing Jan'16 Op.bal. amendment and multi-lines consolidation as agreed with JC. Negative costs & acc.depn cannot be corrected in FY1516. this is due to historical errors; i.e. cost matching & faculty adj in FY09/10, relate to a closed project-R105782.
E00740 | 08-09 | 2009-08-01 | 2012-08-01 18:00 |  | Part Funded | University Funded | AB Sciex | QSTAR Elite Pro | QSTAR Elite Pro System | QSTAR Elite Pro System | WMIC | Wolfson Molecular Imaging Centre | Tony Whetton and Caroline Dive | Tony Whetton and Caroline Dive | 1 Good | 1 State of art | 2 General purpose research | 0 | MHS | Cancer & Enabling Sciences | 546871 | WMIC/PICR | 3b3 | 3. Materials Characterisation | B. Spectrometry | 3. Mass Spectrometry | y |  |  |  |  | AD00572 | AD00572 | 9011 | AD00572 | 6522 | 9013 | 00 | 52113.99 | 52113.99 | 0 | 0 | 0 | 52113.99 | [12 empty] | 52113.99 | 52113.99 |  | 0 | [23 empty] | 52113.99 | 36 | 3 | Equipment acquired for specific research projects |  | N |  | N |  | N |  | N |  | N | Prior to FY1415=NOT required |  | 16.02.16: reversing Jan'16 Op.bal. amendment and multi-lines consolidation as agreed with JC. Negative costs & acc.depn cannot be corrected in FY1516. this is due to historical errors; i.e. cost matching & faculty adj in FY09/10, relate to a closed project-R105782.
E00740 | 09-10 | 2010-03-01 | 2013-03-01 |  | Research | Research | AB Sciex | QSTAR Elite Pro | QSTAR Elite Pro System | QSTAR Elite Pro System | WMIC | Wolfson Molecular Imaging Centre | Tony Whetton and Caroline Dive | Tony Whetton and Caroline Dive | 1 Good | 1 State of art | 2 General purpose research | 0 | MHS | Cancer & Enabling Sciences | 546871 | WMIC/PICR | 3b3 | 3. Materials Characterisation | B. Spectrometry | 3. Mass Spectrometry | y |  |  |  |  | R012149 | R012149 | 9011 | R012149 | 6520 | 9013 | 31 | 35000 | 35000 | 0 | 0 | 0 | 35000 | [12 empty] | 35000 | 35000 |  | 0 | [23 empty] | 35000 | 36 | 3 | Equipment acquired for specific research projects |  | N |  | N |  | N |  | N |  | N | Prior to FY1415=NOT required |  | 16.02.16: reversing Jan'16 Op.bal. amendment and multi-lines consolidation as agreed with JC. Negative costs & acc.depn cannot be corrected in FY1516. this is due to historical errors; i.e. cost matching & faculty adj in FY09/10, relate to a closed project-R105782.
E00740 | 12-13 | 2010-03-01 | 2013-03-01 |  | Part Funded | University Funded | AB Sciex | QSTAR Elite Pro | QSTAR Elite Pro System | QSTAR Elite Pro System | WMIC | Wolfson Molecular Imaging Centre | Tony Whetton and Caroline Dive | Tony Whetton and Caroline Dive | 1 Good | 1 State of art | 2 General purpose research | 0 | MHS | Cancer & Enabling Sciences | 546871 | WMIC/PICR | 3b3 | 3. Materials Characterisation | B. Spectrometry | 3. Mass Spectrometry | y |  |  |  |  | AD00572 | AD00572 | 9011 | AD00572 | 6522 | 9013 | 00 | 0 | 0 | 0 | 0 | 0 | 0 | [12 empty] | 0 | 0 |  | 0 | [23 empty] | 0 | 36 | 3 | Equipment acquired for specific research projects |  | N |  | N |  | N |  | N |  | N | Prior to FY1415=NOT required |  | 16.02.16: reversing Jan'16 Op.bal. amendment and multi-lines consolidation as agreed with JC. Negative costs & acc.depn cannot be corrected in FY1516. this is due to historical errors; i.e. cost matching & faculty adj in FY09/10, relate to a closed project-R105782.
E00740 | 12-13 | 2010-03-01 | 2013-03-01 |  | Research | Research | AB Sciex | QSTAR Elite Pro | QSTAR Elite Pro System | QSTAR Elite Pro System | WMIC | Wolfson Molecular Imaging Centre | Tony Whetton and Caroline Dive | Tony Whetton and Caroline Dive | 1 Good | 1 State of art | 2 General purpose research | 0 | MHS | Cancer & Enabling Sciences | 546871 | WMIC/PICR | 3b3 | 3. Materials Characterisation | B. Spectrometry | 3. Mass Spectrometry | y |  |  |  |  | R105782 | R105782 | 9011 | R105782 | 6520 | 9013 | 31 | 0 | 0 | 0 | 0 | 0 | 0 | [12 empty] | 0 | 0 |  | 0 | [23 empty] | 0 | 36 | 3 | Equipment acquired for specific research projects |  | N |  | N |  | N |  | N |  | N | Prior to FY1415=NOT required |  | 16.02.16: reversing Jan'16 Op.bal. amendment and multi-lines consolidation as agreed with JC. Negative costs & acc.depn cannot be corrected in FY1516. this is due to historical errors; i.e. cost matching & faculty adj in FY09/10, relate to a closed project-R105782.
E00742 | 08-09 | 2009-07-01 | 2013-07-01 |  | Part Funded | HEFCE | Spectra-Physics & APE | Mai Tai HP, PulseSelect, Harmonixx THG | PSI Laser Systems | Newport Spectra-Physics femtosecond Mai Tai HP laser | Alan Turing Building 1.310 | Alan Turing Building | PSI Director | Alisdair Macpherson | 1 Good | 1 State of art | 1 Dedicated to particular experiment | 0 | EPS | PSI | 472473 | CLF UF1http://www.psi.manchester.ac.uk/index.html | 4D6 | 4. Sample Measurement/Analysis | D. Laser | 6. Picosecond | [5 empty] | FB00033 | FB00033 | 9011 | AA06244 | 6521 | 9013 | 10 | 80500 | 80500 | 0 | 0 | 0 | 80500 | [12 empty] | 80500 | 80500 |  | 0 | [23 empty] | 80500 | 48 | 4 | Motor vehicles and other general equipment |  | N |  | N |  | N |  | N |  | N | Prior to FY1415=NOT required
E00746 | 08-09 | 2009-08-01 | 2013-08-01 |  | Part Funded | HEFCE |  | T64000, iDus DU420A-OE-323 & THMS600 | PSI Laser Systems | T64000 Raman spectrometer system | Alan Turing Building 2.303 | Alan Turing Building | PSI Director | Matthew Halsall and Alisdair Macpherson | 1 Good | 1 State of art | 2 General purpose research | 0 | EPS | PSI | 472615 |  | 3A1 | 3. Materials Characterisation | A. Spectroscopy | 1. Raman | [5 empty] | FB00033 | FB00033 | 9011 | AA06244 | 6521 | 9013 | 10 | 158689.65 | 158689.65 | 0 | 0 | 0 | 158689.65 | [12 empty] | 158689.65 | 158689.65 |  | 0 | [23 empty] | 158689.65 | 48 | 4 | Motor vehicles and other general equipment |  | N |  | N |  | N |  | N |  | N | Prior to FY1415=NOT required
E00747 | 08-09 | 2009-08-01 | 2016-12-01 |  | University Funded | University Funded |  |  | ITS capital project | ITS capital project (Backup Infrastructure) | Reynolds Data Centres |  | Steve Paton |  | 1 Good | 2 Good | 1 Dedicated to particular experiment | 0.3 | PSS | ITS | [7 empty] | yes | 2016-07-01 | Confirmed by J.Bird with signed verification form | as per FY1516 YrEnd Verification & Impairments Exercise in Jul'16 | LA00508 | LA00508 | 9011 | LA00642 | 6522 | 9013 | 00 | 304231.35 | 290402.6523 | 13828.6977 | 0 | 3457.1744 | 304231.35 | [12 empty] | 304231.35 | 286945.4778 |  | 3457.1744 | [23 empty] | 290402.6523 | 88 | 7 | Does not match Policy. Check | UEL amended as per Jo Bird instructed in Jun'16 due to linked operating leased asset would be finished in Dec'16. | N |  | N |  | N |  | N |  | Y |  |  | 23.06.16: UEL amended as instructed by Jo Bird.(this asset is associated with and interlinked with the Isilon data storage equipment in both Reynold House and Joule House (previously Kilburn) data centres; the term for the current operating lease for this Isilon kit ends in December 2016.
E00748 | 08-09 | 2009-07-01 | 2013-07-01 |  | University Funded | University Funded |  |  | Methyl Iodide rig | Methyl Iodide rig for PET Radiochemistry | WMIC LG16 | Wolfson Molecular Imaging Centre |  | Adam McMahon |  |  |  | 0 | MHS | Cancer & Enabling Sciences | 460400 |  | 1G6 | 1. Process Equipment – Physical | G. Chemical Reactor | 6. Automated Synthesis | [5 empty] | FB00011 | FB00011 | 9011 | FB00011 | 6522 | 9013 | 00 | 59529.9 | 59529.9 | 0 | 0 | 0 | 59529.9 | [12 empty] | 59529.9 | 59529.9 |  | 0 | [23 empty] | 59529.9 | 48 | 4 | Motor vehicles and other general equipment |  | N |  | N |  | N |  | N |  | N | Prior to FY1415=NOT required
E00750 | 09-10 | 2009-08-01 | 2013-08-01 |  | Part Funded | Other | Varian | 670-IR | Micro Imaging 670-IR Spectrometer | Micro Imaging 670-IR Spectrometer | School of Chemical Eng.&Analytical Science |  | Peter Gardner | Peter Gardner |  |  |  | 0 | EPS | CEAS | 435267 | [5 empty] | n | yes | 2015-07-01 | GARY BURNS | as per Jun'15 verification exercise for FY14-15 YrEnd | FA01501 | FA01501 | 9011 | AA02827 | 6521 | 9013 | 02 | 127544 | 127544 | 0 | 0 | 0 | 127544 | [12 empty] | 127544 | 127544 |  | 0 | [23 empty] | 127544 | 48 | 4 | Motor vehicles and other general equipment |  | N |  | N |  | N |  | N |  | Y
E00751 | 09-10 | 2009-08-01 | 2013-08-01 |  | Part Funded | Other | Phillips | Intera R2.6 | Intera to R2.6 Value Pack | Upgrade Intera to R2.6 Value Pack | WMIC | Wolfson Molecular Imaging Centre | Steve Williams | Steve Williams |  |  |  | 0 | MHS | Cancer & Enabling Sciences | 515834 |  | 3C1 | 3. Materials Characterisation | C. Imaging | 1. Magnetic Resonance | y |  |  | Data confirmed as part of data cleanse exercise (March 2015). Asset not physically verified. |  | AA03908 | AA03908 | 9011 | AA03908 | 6522 | 9013 | 00 | 280000 | 280000 | 0 | 0 | 0 | 280000 | [12 empty] | 280000 | 280000 |  | 0 | [23 empty] | 280000 | 48 | 4 | Motor vehicles and other general equipment |  | N |  | N |  | N |  | N |  | N | Prior to FY1415=NOT required
E00753 | 09-10 | 2010-03-01 | 2013-06-01 |  | Research | Research | SDMO |  | Emergency Standby Power Supply | Upgrade to Emergency Standby Power Supply | Paterson Institute | Paterson Building | Stephen Alcock | Stephen Alcock | 1 Good | 2 Good | 2 General purpose research | 0.4 | MHS | Paterson Institute | Various |  | 6a3 | 6. Infrastructure | A. IT | 3. Workstation | y |  |  | Verified as part of data cleanse exercise (March 2015) |  | R108032 | R108032 | 9011 | R108032 | 6520 | 9013 | 31 | 200000 | 200000 | 0 | 0 | 0 | 200000 | [12 empty] | 200000 | 200000 |  | 0 | [23 empty] | 200000 | 39 | 3 | Equipment acquired for specific research projects |  | N |  | N |  | N |  | N |  | N | Prior to FY1415=NOT required
E00753 | 09-10 | 2010-03-01 | 2020-03-01 12:00 |  | Part Funded | University Funded | SDMO |  | Emergency Standby Power Supply | Upgrade to Emergency Standby Power Supply | Paterson Institute | Paterson Building | Stephen Alcock | Stephen Alcock | 1 Good | 2 Good | 2 General purpose research | 0.4 | MHS | Paterson Institute | Various |  | 6a3 | 6. Infrastructure | A. IT | 3. Workstation | y |  |  |  |  | WA00698 | WA00698 | 9011 | WA00698 | 6522 | 9013 | 00 | 246857.39 | 158400.1586 | 88457.2314 | 0 | 2057.1449 | 246857.39 | [12 empty] | 246857.39 | 156343.0137 |  | 2057.1449 | [23 empty] | 158400.1586 | 120 | 10 | Boilers, building plant and scientific equipment |  | N |  | N |  | N |  | N |  | N | Prior to FY1415=NOT required
E00754 | 09-10 | 2009-10-01 | 2017-10-01 |  | University Funded | University Funded | Cisco |  | Wireless Network Project | Wireless Network Project | Paterson Institute | Paterson Building | Malik Pervez | Malik Pervez | 3 Poor - Inoperable | 4 No longer adequate | 2 General purpose research | 0 | MHS | Paterson Institute | 534283 |  | 6a5 | 6. Infrastructure | A. IT | 5. Data Management | y | In Progress of disposal | Jul'15 |  | as per return of Jun'15 verification exercise, this is in progress of disposal. Disposal form is expected from MHS. | KA00101 | KA00101 | 9011 | KA00101 | 6522 | 9013 | 00 | 47037.3 | 40177.6937 | 6859.6063 | 0 | 489.9719 | 47037.3 | [12 empty] | 47037.3 | 39687.7219 |  | 489.9719 | [23 empty] | 40177.6937 | 96 | 8 | Computer software |  | N |  | N |  | N |  | N |  | Y
E00755 | 09-10 | 2009-10-01 | 2013-10-01 |  | University Funded | University Funded | Malvern |  | Mastersizer 2000 | Laser Granulometer | Arthur Lewis Building, Room G24. | Arthur Lewis Building | John Moore | Martin Evans | 1 Good | 2 Good | 3 Research and Teaching | 0.2 | Humanities | Environment and Development | 564384 | [5 empty] | y | Yes | 2016-07-01 | Confirmed by Ian Rodd via signed verification form | as per FY1516 YrEnd Verification & Impairments Exercise in Jul'16 | AC00044 | AC00044 | 9011 | AC00044 | 6522 | 9013 | 00 | 35765 | 35765 | 0 | 0 | 0 | 35765 | [12 empty] | 35765 | 35765 |  | 0 | [23 empty] | 35765 | 48 | 4 | Motor vehicles and other general equipment |  | N |  | N |  | N |  | N |  | Y | Prior to FY1415=NOT required
E00756 | 09-10 | 2009-11-01 | 2013-11-01 |  | University Funded | University Funded | Dionex | Ultimate 3000 | CRI Bid (SIRF) | UltiMate 3000 HPLC System | WMIC | Wolfson Molecular Imaging Centre | [5 empty] | 0.2 | MHS | Cancer & Enabling Sciences | 589978 |  | 3L5 | 3. Materials Characterisation | L. Chemical Analysis | 5. Chromatography | y |  |  |  |  | FB00119 | FB00119 | 9011 | FB00119 | 6522 | 9013 | 00 | 67435 | 67435 | 0 | 0 | 0 | 67435 | [12 empty] | 67435 | 67435 |  | 0 | [23 empty] | 67435 | 48 | 4 | Motor vehicles and other general equipment |  | N |  | N |  | N |  | N |  | N | Prior to FY1415=NOT required
E00757 | 09-10 | 2010-04-01 | 2013-04-01 18:00 |  | Research | Research | Thermo | LTQ Velos | LTQ Velos with Orbitrap ETD | LTQ Velos with Orbitrap ETD | WMIC | Wolfson Molecular Imaging Centre | Andrew Williamson | Tony Whetton | 1 Good | 1 State of art | 2 General purpose research | 0.1 | MHS | Cancer & Enabling Sciences | 589973 | WMIC/PICR | 3b3 | 3. Materials Characterisation | B. Spectrometry | 3. Mass Spectrometry | y |  |  |  |  | R109975 | R109975 | 9011 | R109975 | 6520 | 9013 | 31 | 305082.77 | 305082.77 | 0 | 0 | 0 | 305082.77 | [12 empty] | 305082.77 | 305082.77 |  | 0 | [23 empty] | 305082.77 | 36 | 3 | Equipment acquired for specific research projects |  | N |  | N |  | N |  | N |  | N | Prior to FY1415=NOT required |  | 21.01.16: consolidated multiple lines to one as per the exercise of FAR Cleanse
E00757 | 09-10 | 2010-04-01 | 2013-04-01 |  | Part Funded | University Funded | Thermo | LTQ Velos | LTQ Velos with Orbitrap ETD | LTQ Velos with Orbitrap ETD | WMIC | Wolfson Molecular Imaging Centre | Andrew Williamson | Tony Whetton | 1 Good | 1 State of art | 2 General purpose research | 0.1 | MHS | Cancer & Enabling Sciences | 589973 | WMIC/PICR | 3b3 | 3. Materials Characterisation | B. Spectrometry | 3. Mass Spectrometry | y |  |  |  |  | FB00119 | FB00119 | 9011 | FB00119 | 6522 | 9013 | 00 | 219058.58 | 219058.58 | 0 | 0 | 0 | 219058.58 | [12 empty] | 219058.58 | 219058.58 |  | 0 | [23 empty] | 219058.58 | 36 | 3 | Equipment acquired for specific research projects |  | N |  | N |  | N |  | N |  | N | Prior to FY1415=NOT required
E00758 | 09-10 | 2010-03-01 | 2014-03-01 |  | University Funded | University Funded | UNIWARE |  | EPOS System | Epos Till System |  |  | Alison Aucott | [5 empty] | PSS | Estates | 615801 | [5 empty] | y |  |  | Verified as part of data cleanse exercise (March 2015) |  | MC00013 | MC00013 | 9011 | MC00013 | 6522 | 9013 | 00 | 147094.79 | 147094.79 | 0 | 0 | 0 | 147094.79 | [12 empty] | 147094.79 | 147094.79 |  | 0 | [23 empty] | 147094.79 | 48 | 4 | Motor vehicles and other general equipment |  | N |  | N |  | N |  | N |  | N | Prior to FY1415=NOT required |  | 21.01.16: consolidated multiple lines to one as per the exercise of FAR Cleanse
E00760 | 09-10 | 2010-03-01 | 2013-03-01 18:00 |  | Research | Research | BD Biosciences | LSR-II | LSR-II colour flow cytometer | Facsflow Supply System | Room 4.019 AV Hill Building | A V Hill Building | Mark Travis | Mark Travis | 1 Good | 1 State of art | 1 Dedicated to particular experiment | 0 | FLS | Life Sciences | 606193 |  | 3a7 | 3. Materials Characterisation | A. Spectroscopy | 7. Fluorescence | y |  |  |  |  | R111249 | R111249 | 9011 | R111249 | 6520 | 9013 | 31 | 202624.2 | 202624.2 | 0 | 0 | 0 | 202624.2 | [12 empty] | 202624.2 | 202624.2 |  | 0 | [23 empty] | 202624.2 | 36 | 3 | Equipment acquired for specific research projects |  | N |  | N |  | N |  | N |  | N | Prior to FY1415=NOT required |  | 21.01.16: consolidated multiple lines to one as per the exercise of FAR Cleanse
E00760 | 09-10 | 2010-03-01 | 2013-03-01 18:00 |  | Part Funded | University Funded | BD Biosciences | LSR-II | LSR-II colour flow cytometer | Facsflow Supply System | Room 4.019 AV Hill Building | A V Hill Building | Mark Travis | Mark Travis | 1 Good | 1 State of art | 1 Dedicated to particular experiment | 0 | FLS | Life Sciences | 606193 |  | 3a7 | 3. Materials Characterisation | A. Spectroscopy | 7. Fluorescence | y |  |  |  |  | AA09432 | AA09432 | 9011 | AA00158 | 6522 | 9013 | 00 | 22513.8 | 22513.8 | 0 | 0 | 0 | 22513.8 | [12 empty] | 22513.8 | 22513.8 |  | 0 | [23 empty] | 22513.8 | 36 | 3 | Equipment acquired for specific research projects |  | N |  | N |  | N |  | N |  | N | Prior to FY1415=NOT required |  | 21.01.16: consolidated multiple lines to one as per the exercise of FAR Cleanse
E00762 | 09-10 | 2010-07-01 | 2014-07-01 |  | Part Funded | Other |  |  | AV Equipment | AV Equipment | Whitworth Art Gallery | Whitworth Art Gallery | David Morris |  | 1 Good | 2 Good |  | 0 | Library and Cultural Institutions | Whitworth Art Gallery | 625141 | [5 empty] | y |  |  | Verified as part of data cleanse exercise (March 2015) |  | KA00170 | KA00170 | 9011 | LA00642 | 6521 | 9013 | 09 | 156540.3 | 156540.3 | 0 | 0 | 0 | 156540.3 | [12 empty] | 156540.3 | 156540.3 |  | 0 | [23 empty] | 156540.3 | 48 | 4 | Motor vehicles and other general equipment |  | N |  | N |  | N |  | N |  | N | Prior to FY1415=NOT required
E00763 | 09-10 | 2010-10-01 | 2014-10-01 |  | Research | Research | Oxford Instruments | Plasmalab System 100 | Plasmalab System 100 ICP65 | Plasmalab System 100 ICP65 | IT Building | IT Building | Andre Geim | Andre Geim | 1 Good | 2 Good | 1 Dedicated to particular experiment | 0 | EPS | Physics | 598303 |  | 1A7 | 1. Process Equipment – Physical | A. Thin Film Deposition | 7. Ion Beam Deposition | n |  |  | Data confirmed as part of data cleanse exercise (March 2015). Asset not physically verified. |  | R107472 | R107472 | 9011 | R107472 | 6520 | 9013 | 01 | 98611.88 | 98611.88 | 0 | 0 | 0 | 98611.88 | [12 empty] | 98611.88 | 98611.88 |  | 0 | [23 empty] | 98611.88 | 48 | 4 | Motor vehicles and other general equipment |  | N |  | N |  | N |  | N |  | N | Prior to FY1415=NOT required
E00763 | 09-10 | 2010-10-01 | 2014-10-01 |  | Part Funded | University Funded | Oxford Instruments | Plasmalab System 100 | Plasmalab System 100 ICP65 | Plasmalab System 100 ICP65 | IT Building | IT Building | Andre Geim | Andre Geim | 1 Good | 2 Good | 1 Dedicated to particular experiment | 0 | EPS | Physics | 598303 |  | 1A7 | 1. Process Equipment – Physical | A. Thin Film Deposition | 7. Ion Beam Deposition | n |  |  | Data confirmed as part of data cleanse exercise (March 2015). Asset not physically verified. |  | AA09727 | AA09727 | 9011 | AA06253 | 6522 | 9013 | 00 | 77211 | 77211 | 0 | 0 | 0 | 77211 | [12 empty] | 77211 | 77211 |  | 0 | [23 empty] | 77211 | 48 | 4 | Motor vehicles and other general equipment |  | N |  | N |  | N |  | N |  | N | Prior to FY1415=NOT required
E00764 | 09-10 | 2013-04-01 | 2016-04-01 |  | Research | Research | NEC | 5MV | Peletron | SNICS II Projector | Dalton Cumbria Facility; Accelerator Hall, Rm DG.012 | Dalton Cumbrian Facility | Enrique Jimenez-Melero | Simon Pimblott | 1 Good | 1 State of art | 2 General purpose research | 0.3 | EPS | Dalton Institute | 657217 | Dalton Cumbria Facility | 1a7 | 1. Process Equipment – Physical | A. Thin Film Deposition | 7. Ion Beam Deposition | y | yes | 2016-07-01 | Confirmed by Vikki Fellows with signed verification form | as per FY1516 YrEnd Verification & Impairments Exercise in Jul'16 | R114867 | R114867 | 9011 | R114867 | 6520 | 9013 | 03 | 1891478.02 | 1891478.02 | 0 | 0 | 0 | 1891478.02 | [12 empty] | 1891478.02 | 1891478.02 |  | 0 | [23 empty] | 1891478.02 | 36 | 3 | Equipment acquired for specific research projects | grant expected end-date=Oct'16 | N |  | N |  | N |  | N |  | Y |  |  | 21.01.16: consolidated multiple lines to one as per the exercise of FAR Cleanse
E00764 | 10-11 | 2013-04-01 | 2013-04-01 |  | Research | Research | NEC | 5MV | Pelletron | SNICS II Projector | Dalton Cumbria Facility; Accelerator Hall, Rm DG.012 | Dalton Cumbrian Facility | Enrique Jimenez-Melero | Simon Pimblott | 1 Good | 1 State of art | 2 General purpose research | 0.3 | EPS | Dalton Institute | 657217 | Dalton Cumbria Facility | 1a7 | 1. Process Equipment – Physical | A. Thin Film Deposition | 7. Ion Beam Deposition | y | yes | 2016-07-01 | Confirmed by Vikki Fellows with signed verification form | as per FY1516 YrEnd Verification & Impairments Exercise in Jul'16 | R112110 | R112110 | 9011 | R112110 | 6520 | 9013 | 03 | 125000 | 125000 | 0 | 0 | 0 | 125000 | [12 empty] | 125000 | 125000 |  | 0 | [23 empty] | 125000 | 1 | 0 | Does not match Policy. Check | Commissioning date was later than the grant end date (Per the 408 PA project end date report); thus end date entered = commissioning date. Thus asset is fully written down in line with the end of the grant. | N |  | Y | Commissioning date was later than the grant end date (Per the 408 PA project end date report); thus end date entered = commissioning date. Thus asset is fully written down in line with the end of the grant. | N |  | N |  | Y
E00764 | 09-10 | 2013-04-01 | 2017-04-01 |  | Research | Research | NEC | 5MV | Pelletron | SNICS II Projector | Dalton Cumbria Facility; Accelerator Hall, Rm DG.012 | Dalton Cumbrian Facility | Enrique Jimenez-Melero | Simon Pimblott | 1 Good | 1 State of art | 2 General purpose research | 0.3 | EPS | Dalton Institute | 657217 | Dalton Cumbria Facility | 1a7 | 1. Process Equipment – Physical | A. Thin Film Deposition | 7. Ion Beam Deposition | y | yes | 2016-07-01 | Confirmed by Vikki Fellows with signed verification form | as per FY1516 YrEnd Verification & Impairments Exercise in Jul'16 | FB00138 | FB00138 | 9011 | LA00642 | 6522 | 9013 | 00 | 418592.49 | 348827.075 | 69765.415 | 0 | 8720.6769 | 418592.49 | [12 empty] | 418592.49 | 340106.3981 |  | 8720.6769 | [23 empty] | 348827.075 | 48 | 4 | Motor vehicles and other general equipment |  | N |  | N |  | N |  | N |  | Y |  |  | 21.01.16: consolidated multiple lines to one as per the exercise of FAR Cleanse
E00765 | 09-10 | 2010-03-01 | 2014-03-01 |  | University Funded | University Funded | PV |  | PV-Supa Book Sorter | To sort/register returned books to Library | JRUL | John Rylands Library, Deansgate | KATY WOOLFENDEN |  | 1 Good | 2 Good | 3 Research and Teaching | 0 | Library and Cultural Institutions | JRUL | 604051 | [5 empty] | y |  |  | Verified as part of data cleanse exercise (March 2015) |  | KB00142 | KB00142 | 9011 | LA00642 | 6522 | 9013 | 00 | 108744 | 108744 | 0 | 0 | 0 | 108744 | [12 empty] | 108744 | 108744 |  | 0 | [23 empty] | 108744 | 48 | 4 | Motor vehicles and other general equipment |  | N |  | N |  | N |  | N |  | N | Prior to FY1415=NOT required
E00766 | 09-10 | 2010-03-01 | 2014-03-01 |  | University Funded | University Funded | Beecher | TMA Platform | TMA Platform | Automatic Tissue Microarray Facility | Paterson Institute | Paterson Building | Garry Ashton | Garry Ashton | 1 Good | 1 State of art | 1 Dedicated to particular experiment | 0.3 | MHS | Paterson Institute | 513298 |  | 2c1 | 2. Process Equipment – Biological | C. Tissue Processing | 1. Tissue Processor | y |  |  |  |  | KA00101 | KA00101 | 9011 | KA00101 | 6522 | 9013 | 00 | 124265 | 124265 | 0 | 0 | 0 | 124265 | [12 empty] | 124265 | 124265 |  | 0 | [23 empty] | 124265 | 48 | 4 | Motor vehicles and other general equipment |  | N |  | N |  | N |  | N |  | N | Prior to FY1415=NOT required
E00767 | 09-10 | 2010-04-01 | 2013-04-01 18:00 |  | Part Funded | University Funded | Perkin Elmer |  | Perkin Elmer Confocal Microscope | Perkin Elmer Confocal Microscope | Michael Smith/Bioimaging | Michael Smith Building | Keith Nixon | Mike Turner | 1 Good | 2 Good | 1 Dedicated to particular experiment | 0 | EPS | Chemistry | 631759 |  | 3d1 | 3. Materials Characterisation | D. Optical Microscopy | 1. Confocal | n |  |  | Data confirmed as part of data cleanse exercise (March 2015). Asset not physically verified. |  | AD00205 | AD00205 | 9011 | AA06215 | 6522 | 9013 | 00 | 36215.5 | 36215.5 | 0 | 0 | 0 | 36215.5 | [12 empty] | 36215.5 | 36215.5 |  | 0 | [23 empty] | 36215.5 | 36 | 3 | Equipment acquired for specific research projects |  | N |  | N |  | N |  | N |  | N | Prior to FY1415=NOT required
E00767 | 09-10 | 2010-04-01 | 2013-04-01 |  | Research | Research | Perkin Elmer |  | Perkin Elmer Confocal Microscope | Perkin Elmer Confocal Microscope | Michael Smith/Bioimaging | Michael Smith Building | Keith Nixon | Mike Turner | 1 Good | 2 Good | 1 Dedicated to particular experiment | 0 | EPS | Chemistry | 631759 |  | 3d1 | 3. Materials Characterisation | D. Optical Microscopy | 1. Confocal | n |  |  | Data confirmed as part of data cleanse exercise (March 2015). Asset not physically verified. |  | R107869 | R107869 | 9011 | R107869 | 6520 | 9013 | 03 | 36215.5 | 36215.5 | 0 | 0 | 0 | 36215.5 | [12 empty] | 36215.5 | 36215.5 |  | 0 | [23 empty] | 36215.5 | 36 | 3 | Equipment acquired for specific research projects |  | N |  | N |  | N |  | N |  | N | Prior to FY1415=NOT required
E00768 | 09-10 | 2010-04-01 | 2013-04-01 |  | Research | Research |  |  | Computer Equipment For Upgrading Lab Equipment | Computer Equipment For Upgrading Lab Equipment | Kilburn Building (Simon Hood) | Kilburn Building | [5 empty] | 0 | EPS | MACE | 664499 | [5 empty] | y |  |  |  |  | R111237 | R111237 | 9011 | R111237 | 6520 | 9013 | 01 | 11744 | 11744 | 0 | 0 | 0 | 11744 | [12 empty] | 11744 | 11744 |  | 0 | [23 empty] | 11744 | 36 | 3 | Equipment acquired for specific research projects |  | N |  | N |  | N |  | N |  | N | Prior to FY1415=NOT required
E00768 | 09-10 | 2010-04-01 | 2013-04-01 |  | Research | Research |  |  | Computer Equipment For Upgrading Lab Equipment | Computer Equipment For Upgrading Lab Equipment | Kilburn Building (Simon Hood) | Kilburn Building | [5 empty] | 0 | EPS | MACE | 664499 | [5 empty] | y |  |  | Data confirmed as part of data cleanse exercise (March 2015). Asset not physically verified. |  | R111615 | R111615 | 9011 | R111615 | 6520 | 9013 | 01 | 10000 | 10000 | 0 | 0 | 0 | 10000 | [12 empty] | 10000 | 10000 |  | 0 | [23 empty] | 10000 | 36 | 3 | Equipment acquired for specific research projects |  | N |  | N |  | N |  | N |  | N | Prior to FY1415=NOT required
E00768 | 09-10 | 2010-04-01 | 2013-04-01 |  | Research | Research |  |  | Computer Equipment For Upgrading Lab Equipment | Computer Equipment For Upgrading Lab Equipment | Kilburn Building (Simon Hood) | Kilburn Building | [5 empty] | 0 | EPS | MACE | 664499 | [5 empty] | y |  |  | Data confirmed as part of data cleanse exercise (March 2015). Asset not physically verified. |  | R109114 | R109114 | 9011 | R109114 | 6520 | 9013 | 05 | 2419.92 | 2419.92 | 0 | 0 | 0 | 2419.92 | [12 empty] | 2419.92 | 2419.92 |  | 0 | [23 empty] | 2419.92 | 36 | 3 | Equipment acquired for specific research projects |  | N |  | N |  | N |  | N |  | N | Prior to FY1415=NOT required
E00768 | 09-10 | 2010-04-01 | 2013-04-01 |  | Part Funded | University Funded |  |  | Computer Equipment For Upgrading Lab Equipment | Computer Equipment For Upgrading Lab Equipment | Kilburn Building (Simon Hood) | Kilburn Building | [5 empty] | 0 | EPS | MACE | 664499 | [5 empty] | y |  |  | Data confirmed as part of data cleanse exercise (March 2015). Asset not physically verified. |  | AA01512 | AA01512 | 9011 | AA01508 | 6522 | 9013 | 00 | 44634 | 44634 | 0 | 0 | 0 | 44634 | [12 empty] | 44634 | 44634 |  | 0 | [23 empty] | 44634 | 36 | 3 | Equipment acquired for specific research projects |  | N |  | N |  | N |  | N |  | N | Prior to FY1415=NOT required
E00768 | 09-10 | 2010-04-01 | 2013-04-01 |  | Part Funded | University Funded |  |  | Computer Equipment For Upgrading Lab Equipment | Computer Equipment For Upgrading Lab Equipment | Kilburn Building (Simon Hood) | Kilburn Building | [5 empty] | 0 | EPS | MACE | 664499 | [5 empty] | y |  |  |  |  | AA08284 | AA08284 | 9011 | AA01508 | 6522 | 9013 | 00 | 530.34 | 530.34 | 0 | 0 | 0 | 530.34 | [12 empty] | 530.34 | 530.34 |  | 0 | [23 empty] | 530.34 | 36 | 3 | Equipment acquired for specific research projects |  | N |  | N |  | N |  | N |  | N | Prior to FY1415=NOT required
E00769 | 09-10 | 2010-03-01 | 2013-03-01 |  | Research | Research | HAAKE | MiniLab 2 | HAAKE MiniLab II 350°C | HAAKE MiniLab II 350°C | Material Science Centre | Materials Science Building | [5 empty] | 0 | EPS | Materials | 663555 | [5 empty] | y |  |  |  |  | R107869 | R107869 | 9011 | R107869 | 6520 | 9013 | 03 | 52311.6 | 52311.6 | 0 | 0 | 0 | 52311.6 | [12 empty] | 52311.6 | 52311.6 |  | 0 | [23 empty] | 52311.6 | 36 | 3 | Equipment acquired for specific research projects |  | N |  | N |  | N |  | N |  | N | Prior to FY1415=NOT required
E00769 | 09-10 | 2010-03-01 | 2013-03-01 18:00 |  | Part Funded | University Funded | HAAKE | MiniLab 2 | HAAKE MiniLab II 350°C | HAAKE MiniLab II 350°C | Material Science Centre | Materials Science Building | [5 empty] | 0 | EPS | Materials | 663555 | [5 empty] | y |  |  |  |  | AA01914 | AA01914 | 9011 | AA01910 | 6522 | 9013 | 00 | 14341.2 | 14341.2 | 0 | 0 | 0 | 14341.2 | [12 empty] | 14341.2 | 14341.2 |  | 0 | [23 empty] | 14341.2 | 36 | 3 | Equipment acquired for specific research projects |  | N |  | N |  | N |  | N |  | N | Prior to FY1415=NOT required
E00770 | 09-10 | 2010-04-01 | 2014-04-01 |  | University Funded | University Funded |  |  | XYZ CNC Lathe | XYZ CNC Lathe |  |  | Ian Derbyshire | Ian Derbyshire | 1 Good | 2 Good | 2 General purpose research | 0.1 | EPS | Physics | 657283 |  | 6C1 | 6. Infrastructure | C. Workshop | 1. CNC Machines | y |  |  | Data confirmed as part of data cleanse exercise (March 2015). Asset not physically verified. |  | AA02554 | AA02554 | 9011 | AA06253 | 6522 | 9013 | 00 | 25368.25 | 25368.25 | 0 | 0 | 0 | 25368.25 | [12 empty] | 25368.25 | 25368.25 |  | 0 | [23 empty] | 25368.25 | 48 | 4 | Motor vehicles and other general equipment |  | N |  | N |  | N |  | N |  | N | Prior to FY1415=NOT required
E00771 | 09-10 | 2010-07-01 | 2014-07-01 |  | Part Funded | Other |  |  | HPLC Systems | HPLC Systems | [8 empty] | FLS | MIB | 673405 | [5 empty] | n |  |  |  |  | FA00715 | FA00715 | 9011 | AA06244 | 6522 | 9013 | 01 | 38149.91 | 38149.91 | 0 | 0 | 0 | 38149.91 | [12 empty] | 38149.91 | 38149.91 |  | 0 | [23 empty] | 38149.91 | 48 | 4 | Motor vehicles and other general equipment |  | N |  | N |  | N |  | N |  | N | Prior to FY1415=NOT required
E00772 | 09-10 | 2010-07-01 | 2014-07-01 |  | University Funded | University Funded | Vicon | T Series | Vicon T Series Motion Capture System | Vicon T Series Motion Capture System | Pariser Building | Pariser Building | Teresa Alonso Rasgado |  | 1 Good | 1 State of art | 1 Dedicated to particular experiment | 0 | EPS | Materials | 672864 | [5 empty] | y |  |  |  |  | AA01523 | AA01523 | 9011 | AA01508 | 6522 | 9013 | 00 | 35890.33 | 35890.33 | 0 | 0 | 0 | 35890.33 | [12 empty] | 35890.33 | 35890.33 |  | 0 | [23 empty] | 35890.33 | 48 | 4 | Motor vehicles and other general equipment |  | N |  | N |  | N |  | N |  | N | Prior to FY1415=NOT required
E00774 | 09-10 | 2010-07-01 | 2013-07-01 18:00 |  | Research | Research | Applied Biosystems | 7900HT | 7900HT Fast Real Time Syst+ 96w block | 7900HT Fast Real Time Syst+ 96w block | Paterson Institute | Paterson Building |  |  | 1 Good |  |  | 0 | MHS | Paterson Institute | 682260 | [5 empty] | y |  |  |  |  | R111382 | R111382 | 9011 | R111382 | 6520 | 9013 | 31 | 2500 | 2500 | 0 | 0 | 0 | 2500 | [12 empty] | 2500 | 2500 |  | 0 | [23 empty] | 2500 | 36 | 3 | Equipment acquired for specific research projects |  | N |  | N |  | N |  | N |  | N | Prior to FY1415=NOT required
E00774 | 09-10 | 2010-07-01 | 2013-07-01 18:00 |  | Part Funded | University Funded | Applied Biosystems | 7900HT | 7900HT Fast Real Time Syst+ 96w block | 7900HT Fast Real Time Syst+ 96w block | Paterson Institute | Paterson Building |  |  | 1 Good |  |  | 0 | MHS | Paterson Institute | 682260 | [5 empty] | y |  |  |  |  | AA08239 | AA08239 | 9011 | AA08239 | 6522 | 9013 | 00 | 2500 | 2500 | 0 | 0 | 0 | 2500 | [12 empty] | 2500 | 2500 |  | 0 | [23 empty] | 2500 | 36 | 3 | Equipment acquired for specific research projects |  | N |  | N |  | N |  | N |  | N | Prior to FY1415=NOT required
E00774 | 09-10 | 2010-07-01 | 2013-07-01 18:00 |  | Part Funded | University Funded | Applied Biosystems | 7900HT | 7900HT Fast Real Time Syst+ 96w block | 7900HT Fast Real Time Syst+ 96w block | Paterson Institute | Paterson Building |  |  | 1 Good |  |  | 0 | MHS | Paterson Institute | 682260 | [5 empty] | y |  |  |  |  | AA08420 | AA08420 | 9011 | AA08420 | 6522 | 9013 | 00 | 2500 | 2500 | 0 | 0 | 0 | 2500 | [12 empty] | 2500 | 2500 |  | 0 | [23 empty] | 2500 | 36 | 3 | Equipment acquired for specific research projects |  | N |  | N |  | N |  | N |  | N | Prior to FY1415=NOT required
E00774 | 09-10 | 2010-07-01 | 2013-07-01 18:00 |  | Research | Research | Applied Biosystems | 7900HT | 7900HT Fast Real Time Syst+ 96w block | 7900HT Fast Real Time Syst+ 96w block | Paterson Institute | Paterson Building |  |  | 1 Good |  |  | 0 | MHS | Paterson Institute | 682260 | [5 empty] | y |  |  |  |  | R011008 | R011008 | 9011 | R011008 | 6520 | 9013 | 31 | 2500 | 2500 | 0 | 0 | 0 | 2500 | [12 empty] | 2500 | 2500 |  | 0 | [23 empty] | 2500 | 36 | 3 | Equipment acquired for specific research projects |  | N |  | N |  | N |  | N |  | N | Prior to FY1415=NOT required
E00775 | 09-10 | 2010-10-01 | 2014-10-01 |  | University Funded | University Funded | Siemens |  | pre-clinical PET/CT scanner | pre-clinical PET/CT scanner | WMIC 2nd Floor | Wolfson Molecular Imaging Centre | Kaye Williams | Kaye Williams | 1 Good | 1 State of art | 1 Dedicated to particular experiment | 0 | MHS | Cancer & Enabling Sciences | 664885 | [5 empty] | y |  |  |  |  | AA08371 | AA08371 | 9011 | AA08371 | 6522 | 9013 | 00 | 400000 | 400000 | 0 | 0 | 0 | 400000 | [12 empty] | 400000 | 400000 |  | 0 | [23 empty] | 400000 | 48 | 4 | Motor vehicles and other general equipment |  | N |  | N |  | N |  | N |  | N | Prior to FY1415=NOT required |  | 21.01.16: consolidated multiple lines to one as per the exercise of FAR Cleanse
E00775 | 09-10 | 2010-10-01 | 2014-10-01 |  | University Funded | University Funded | Siemens |  | pre-clinical PET/CT scanner | pre-clinical PET/CT scanner | WMIC 2nd Floor | Wolfson Molecular Imaging Centre | Kaye Williams | Kaye Williams | 1 Good | 1 State of art | 1 Dedicated to particular experiment | 0 | MHS | Cancer & Enabling Sciences | 664885 | [5 empty] | y |  |  |  |  | AA01446 | AA01446 | 9011 | AA01446 | 6522 | 9013 | 00 | 200000 | 200000 | 0 | 0 | 0 | 200000 | [12 empty] | 200000 | 200000 |  | 0 | [23 empty] | 200000 | 48 | 4 | Motor vehicles and other general equipment |  | N |  | N |  | N |  | N |  | N | Prior to FY1415=NOT required |  | 21.01.16: consolidated multiple lines to one as per the exercise of FAR Cleanse
E00776 | 09-10 | 2010-07-01 | 2014-07-01 |  | University Funded | University Funded | Depulvera |  | Depulvera Automatic Book Cleaning Machine with Sibilia Vacuum | Book Cleaner | Main Library Blue Basement | The University of Manchester Library | Sandra Bracegirdle and Caroline Checkley-Scott |  | 2 Adequate | 3 Adequate | 3 Research and Teaching | 0.5 | Library and Cultural Institutions | JRUL | 685211 | [5 empty] | n |  |  | Verified as part of data cleanse exercise (March 2015) |  | KB00306 | KB00306 | 9011 | LA00642 | 6522 | 9013 | 00 | 30403.13 | 30403.13 | 0 | 0 | 0 | 30403.13 | [12 empty] | 30403.13 | 30403.13 |  | 0 | [23 empty] | 30403.13 | 48 | 4 | Motor vehicles and other general equipment |  | N |  | N |  | N |  | N |  | N | Prior to FY1415=NOT required
E00777 | 09-10 | 2010-07-01 | 2014-07-01 |  | University Funded | University Funded | Molecular Devices | GenePix 4400A | Axon GenePix 4400A Scanner | Axon GenePix 4400A Scanner | [7 empty] | 0 | MHS | Translational Medicine | 668789 |  | 3e1 | 3. Materials Characterisation | E. Electron/Ion Microscopy | 1. Scanning | y |  |  |  |  | AA06935 | AA06935 | 9011 | AA06935 | 6522 | 9013 | 00 | 30000 | 30000 | 0 | 0 | 0 | 30000 | [12 empty] | 30000 | 30000 |  | 0 | [23 empty] | 30000 | 48 | 4 | Motor vehicles and other general equipment |  | N |  | N |  | N |  | N |  | N | Prior to FY1415=NOT required
E00778 | 09-10 | 2010-07-01 | 2013-07-01 18:00 |  | Part Funded | Other | TA Instruments | Q500 | TA Instruments Q500 Thermogravimetric Analyzer with Autosampler | TA Instruments Q500 Thermogravimetric Analyzer with Autosampler | Material Science Building | Materials Science Building | Polly Crook | Peter Lovell | 1 Good | 2 Good | 3 Research and Teaching | 0.1 | EPS | Materials | 700480 |  | 3M3 | 3. Materials Characterisation | M. Physical Properties | 3. Thermal | y | yes | 2015-07-01 | PAUL JORDAN/JOHN GOODIER | as per Jun'15 verification exercise for FY14-15 YrEnd | P107873 | P107873 | 9011 | P107873 | 6521 | 9013 | 01 | 2990.38 | 2990.38 | 0 | 0 | 0 | 2990.38 | [12 empty] | 2990.38 | 2990.38 |  | 0 | [23 empty] | 2990.38 | 36 | 3 | Equipment acquired for specific research projects |  | N |  | N |  | N |  | N |  | Y
E00778 | 09-10 | 2010-07-01 | 2013-07-01 18:00 |  | Research | Research | TA Instruments | Q500 | TA Instruments Q500 Thermogravimetric Analyzer with Autosampler | TA Instruments Q500 Thermogravimetric Analyzer with Autosampler | Material Science Building | Materials Science Building | Polly Crook | Peter Lovell | 1 Good | 2 Good | 3 Research and Teaching | 0.1 | EPS | Materials | 700480 |  | 3M3 | 3. Materials Characterisation | M. Physical Properties | 3. Thermal | y | yes | 2015-07-01 | PAUL JORDAN/JOHN GOODIER | as per Jun'15 verification exercise for FY14-15 YrEnd | R107111 | R107111 | 9011 | R107111 | 6520 | 9013 | 01 | 1495.2 | 1495.2 | 0 | 0 | 0 | 1495.2 | [12 empty] | 1495.2 | 1495.2 |  | 0 | [23 empty] | 1495.2 | 36 | 3 | Equipment acquired for specific research projects |  | N |  | N |  | N |  | N |  | Y
E00778 | 09-10 | 2010-07-01 | 2013-07-01 18:00 |  | Part Funded | University Funded | TA Instruments | Q500 | TA Instruments Q500 Thermogravimetric Analyzer with Autosampler | TA Instruments Q500 Thermogravimetric Analyzer with Autosampler | Material Science Building | Materials Science Building | Polly Crook | Peter Lovell | 1 Good | 2 Good | 3 Research and Teaching | 0.1 | EPS | Materials | 700480 |  | 3M3 | 3. Materials Characterisation | M. Physical Properties | 3. Thermal | y | yes | 2015-07-01 | PAUL JORDAN/JOHN GOODIER | as per Jun'15 verification exercise for FY14-15 YrEnd | AA01914 | AA01914 | 9011 | AA01910 | 6522 | 9013 | 00 | 20915.96 | 20915.96 | 0 | 0 | 0 | 20915.96 | [12 empty] | 20915.96 | 20915.96 |  | 0 | [23 empty] | 20915.96 | 36 | 3 | Equipment acquired for specific research projects |  | N |  | N |  | N |  | N |  | Y
E00778 | 09-10 | 2010-07-01 | 2013-07-01 18:00 |  | Part Funded | Other | TA Instruments | Q500 | TA Instruments Q500 Thermogravimetric Analyzer with Autosampler | TA Instruments Q500 Thermogravimetric Analyzer with Autosampler | Material Science Building | Materials Science Building | Polly Crook | Peter Lovell | 1 Good | 2 Good | 3 Research and Teaching | 0.1 | EPS | Materials | 700480 |  | 3M3 | 3. Materials Characterisation | M. Physical Properties | 3. Thermal | y | yes | 2015-07-01 | PAUL JORDAN/JOHN GOODIER | as per Jun'15 verification exercise for FY14-15 YrEnd | P108339 | P108339 | 9011 | P108339 | 6521 | 9013 | 42 | 1993.59 | 1993.59 | 0 | 0 | 0 | 1993.59 | [12 empty] | 1993.59 | 1993.59 |  | 0 | [23 empty] | 1993.59 | 36 | 3 | Equipment acquired for specific research projects |  | N |  | N |  | N |  | N |  | Y
E00781 | 09-10 | 2011-10-01 | 2015-10-01 |  | University Funded | University Funded | Labware | LIMS | Laboratory Information Management System (LIMS) | Laboratory Information Management System (LIMS) | Paterson Institute - Drug Discovery Lab | Paterson Building | Grace Hampson | Caroline Dive | 1 Good | 1 State of art | 1 Dedicated to particular experiment | 0 | MHS | Paterson Institute | 631736 |  | 6a5 | 6. Infrastructure | A. IT | 5. Data Management | y |  |  |  |  | KA00101 | KA00101 | 9011 | KA00101 | 6522 | 9013 | 00 | 157697 | 157697 | 0 | 0 | 0 | 157697 | [12 empty] | 157697 | 157697 |  | 0 | [23 empty] | 157697 | 48 | 4 | Motor vehicles and other general equipment |  | N |  | N |  | N |  | N |  | N | Prior to FY1415=NOT required |  | 21.01.16: consolidated multiple lines to one as per the exercise of FAR Cleanse
E00782 | 09-10 | 2011-01-01 | 2015-01-01 |  | University Funded | University Funded |  |  | E-Merlin capital costs | E-Merlin capital costs | [8 empty] | EPS | Physics | [6 empty] | y |  |  |  |  | FA00408 | FA00408 | 9011 | AA06253 | 6522 | 9013 | 00 | 357922.47 | 357922.47 | 0 | 0 | 0 | 357922.47 | [12 empty] | 357922.47 | 357922.47 |  | 0 | [23 empty] | 357922.47 | 48 | 4 | Motor vehicles and other general equipment |  | N |  | N |  | N |  | N |  | N | Prior to FY1415=NOT required |  | 21.01.16: consolidated multiple lines to one as per the exercise of FAR Cleanse
E00784 | 09-10 | 2010-07-01 | 2013-07-01 18:00 |  | Research | Research | Agilent |  | 7tesla magnet | 7tesla magnet | Stopford Building G727, MR Lab, | Stopford Building | Steve Williams | Steve Williams | 1 Good | 3 Adequate | 2 General purpose research | 0.1 | MHS | Cancer & Enabling Sciences |  |  | 3c1 | 3. Materials Characterisation | C. Imaging | 1. Magnetic Resonance | y |  |  |  |  | R111531 | R111531 | 9011 | R111531 | 6520 | 9013 | 04 | 11000 | 11000 | 0 | 0 | 0 | 11000 | [12 empty] | 11000 | 11000 |  | 0 | [23 empty] | 11000 | 36 | 3 | Equipment acquired for specific research projects |  | N |  | N |  | N |  | N |  | N | Prior to FY1415=NOT required
E00784 | 09-10 | 2010-07-01 | 2013-07-01 18:00 |  | Part Funded | University Funded | Agilent |  | 7tesla magnet | 7tesla magnet | Stopford Building G727, MR Lab, | Stopford Building | Steve Williams | Steve Williams | 1 Good | 3 Adequate | 2 General purpose research | 0.1 | MHS | Cancer & Enabling Sciences |  |  | 3c1 | 3. Materials Characterisation | C. Imaging | 1. Magnetic Resonance | y |  |  |  |  | AA03893 | AA03893 | 9011 | AA03893 | 6522 | 9013 | 00 | 44847.09 | 44847.09 | 0 | 0 | 0 | 44847.09 | [12 empty] | 44847.09 | 44847.09 |  | 0 | [23 empty] | 44847.09 | 36 | 3 | Equipment acquired for specific research projects |  | N |  | N |  | N |  | N |  | N | Prior to FY1415=NOT required
E00785 | 09-10 | 2010-10-01 | 2014-10-01 |  | University Funded | University Funded |  |  | Cellometer Vision Trio 5x Optics | Transferred to MRI with synovial fluid service | School request Write off |  | Tony Freemont | [5 empty] | MHS | Biomedicine | 711498 | [5 empty] | y |  |  |  |  | AA04145 | AA04145 | 9011 | AA04145 | 6522 | 9013 | 00 | 29475 | 29475 | 0 | 0 | 0 | 29475 | [12 empty] | 29475 | 29475 |  | 0 | [23 empty] | 29475 | 48 | 4 | Motor vehicles and other general equipment |  | N |  | N |  | N |  | N |  | N | Prior to FY1415=NOT required
E00786 | 09-10 | 2010-08-01 | 2015-08-01 06:00 |  | University Funded | University Funded | GE | Advantage Workstation | Image viewing workstation for PET scans | GE Advantage Workstation | WMIC | Wolfson Molecular Imaging Centre | Eleanor Duncan-Rouse | Alan Jackson | 1 Good | 1 State of art | 1 Dedicated to particular experiment | 0 | MHS | Cancer & Enabling Sciences | 709570 |  | 6a3 | 6. Infrastructure | A. IT | 3. Workstation | y |  |  |  |  | AA07542 | AA07542 | 9011 | AA07542 | 6522 | 9013 | 00 | 27219.57 | 27219.57 | 0 | 0 | 0 | 27219.57 | [12 empty] | 27219.57 | 27219.57 |  | 0 | [23 empty] | 27219.57 | 60 | 5 | Mainframe computers & propriety software |  | N |  | N |  | N |  | N | N/A - formula picking up Aug15 | N | Prior to FY1415=NOT required |  | 21.01.16: consolidated multiple lines to one as per the exercise of FAR Cleanse
E00787 | 10-11 | 2010-10-01 | 2013-10-01 18:00 |  | Research | Research | FEI | Magellan 400 | FEI Magellan 400SEM and Analysis System | FEI Magellan 400SEM and Analysis System |  |  | Michael Faulkner | Grace Burke | 1 Good | 1 State of art | 3 Research and Teaching | 0 | EPS | Materials | 719236 | Electron Microscopyhttp://www.materials.manchester.ac.uk/research/facilities/electronmicroscopy/ | 3E1 | 3. Materials Characterisation | E. Electron/Ion Microscopy | 1. Scanning | y | yes | 2015-07-01 | PAUL JORDAN/JOHN GOODIER | as per Jun'15 verification exercise for FY14-15 YrEnd | R111704 | R111704 | 9011 | R111704 | 6520 | 9013 | 01 | 243899.98 | 243899.98 | 2.3283e-10 | 0 | 0 | 243899.98 | [12 empty] | 243899.98 | 243899.98 |  | 0 | [23 empty] | 243899.98 | 36 | 3 | Equipment acquired for specific research projects |  | N |  | N |  | N |  | Y | NBV = 0 | Y
E00787 | 10-11 | 2010-10-01 | 2013-10-01 18:00 |  | Part Funded | University Funded | FEI | Magellan 400 | FEI Magellan 400SEM and Analysis System | FEI Magellan 400SEM and Analysis System |  |  | Michael Faulkner | Grace Burke | 1 Good | 1 State of art | 3 Research and Teaching | 0 | EPS | Materials | 719236 | Electron Microscopyhttp://www.materials.manchester.ac.uk/research/facilities/electronmicroscopy/ | 3E1 | 3. Materials Characterisation | E. Electron/Ion Microscopy | 1. Scanning | y | yes | 2015-07-01 | PAUL JORDAN/JOHN GOODIER | as per Jun'15 verification exercise for FY14-15 YrEnd | AA01914 | AA01914 | 9011 | AA01910 | 6522 | 9013 | 00 | 400000.02 | 400000.02 | 0 | 0 | 0 | 400000.02 | [12 empty] | 400000.02 | 400000.02 |  | 0 | [23 empty] | 400000.02 | 36 | 3 | Equipment acquired for specific research projects |  | N |  | N |  | N |  | N |  | Y
E00788 | 10-11 | 2011-01-01 | 2015-01-01 |  | University Funded | University Funded | Waters | Quattro Ultima | Mocro refurbished Quattro Ultima | Mocro refurbished Quattro Ultima | Stopford Building | Stopford Building | B Houston | B Houston | 1 Good | 2 Good | 3 Research and Teaching | 0.2 | MHS | Pharmacy | 715749 |  | 3b3 | 3. Materials Characterisation | B. Spectrometry | 3. Mass Spectrometry | y |  |  |  |  | AA03128 | AA03128 | 9011 | AA03128 | 6522 | 9013 | 00 | 38553 | 38553 | 0 | 0 | 0 | 38553 | [12 empty] | 38553 | 38553 |  | 0 | [23 empty] | 38553 | 48 | 4 | Motor vehicles and other general equipment |  | N |  | N |  | N |  | N |  | N | Prior to FY1415=NOT required
E00789 | 10-11 | 2011-01-01 | 2015-01-01 |  | University Funded | University Funded | Schneider |  | Building Management System | Replacement Building Management System | Paterson Institute for Cancer Research - Estates | Paterson Building | Stephen Alcock | Stephen Alcock | 1 Good | 2 Good | 2 General purpose research | 0.4 | MHS | Paterson Institute | 709297 |  | 6a3 | 6. Infrastructure | A. IT | 3. Workstation | y |  |  |  |  | KA00101 | KA00101 | 9011 | KA00101 | 6522 | 9013 | 00 | 37981.2 | 37981.2 | 0 | 0 | 0 | 37981.2 | [12 empty] | 37981.2 | 37981.2 |  | 0 | [23 empty] | 37981.2 | 48 | 4 | Motor vehicles and other general equipment |  | N |  | N |  | N |  | N |  | N | Prior to FY1415=NOT required
E00790 | 10-11 | 2011-07-01 | 2015-07-01 |  | University Funded | University Funded | Zeiss |  | Carl Zeiss Confocal/Multiphoton Microscopes | Carl Zeiss Confocal/Multiphoton Microscopes | Michael SmIth Building B3201A | Michael Smith Building | Mike White | Mike White | 1 Good | 1 State of art | 2 General purpose research | 0 | FLS | Life Sciences | 758928 |  | 3d1 | 3. Materials Characterisation | D. Optical Microscopy | 1. Confocal | y | yes | 2015-05-26 | Sasha Windelinckx | verified during the interim yr-end FY1415 | FB00146 | FB00146 | 9011 | AA00158 | 6522 | 9013 | 00 | 808096 | 808096 | 0 | 0 | 0 | 808096 | [12 empty] | 808096 | 808096 |  | 0 | [23 empty] | 808096 | 48 | 4 | Motor vehicles and other general equipment |  | N |  | N |  | N |  | N |  | Y
E00792 | 10-11 | 2011-01-01 | 2015-01-01 |  | University Funded | University Funded |  |  | BMW PK60ZVY - presidents car | BMW PK60ZVY - presidents car | Front Quad - John Owens | John Owens Building | Eric |  | 1 Good | 1 State of art | 2 General purpose research | 0 | PSS | Presidents office | [6 empty] | y |  |  | Verified as part of data cleanse exercise (March 2015) |  | LA00304 | LA00304 | 9011 | LA00642 | 6522 | 9013 | 00 | 45000 | 45000 | 0 | 0 | 0 | 45000 | [12 empty] | 45000 | 45000 |  | 0 | [23 empty] | 45000 | 48 | 4 | Motor vehicles and other general equipment |  | N |  | N |  | N |  | N |  | N | Prior to FY1415=NOT required
E00793 | 10-11 | 2011-01-01 | 2014-01-01 18:00 |  | Part Funded | Other | Mimaki | Tx400-1800D | Mimaki Tx400-1800D Digital Printer | Mimaki Tx400-1800D Digital Printer |  |  | Richard Kennon | Chris Carr |  |  |  | 0 | EPS | Materials | 774096 |  | 1J2 | 1. Process Equipment – Physical | J. Textiles | 2. Textiles Printer | y |  |  |  |  | P112723 | P112723 | 9011 | P112723 | 6521 | 9013 | 02 | 60000 | 60000 | 0 | 0 | 0 | 60000 | [12 empty] | 60000 | 60000 |  | 0 | [23 empty] | 60000 | 36 | 3 | Equipment acquired for specific research projects |  | N |  | N |  | N |  | N |  | N | Prior to FY1415=NOT required
E00793 | 10-11 | 2011-01-01 | 2014-01-01 18:00 |  | Part Funded | Other | Mimaki | Tx400-1800D | Mimaki Tx400-1800D Digital Printer | Mimaki Tx400-1800D Digital Printer |  |  | Richard Kennon | Chris Carr |  |  |  | 0 | EPS | Materials | 774096 |  | 1J2 | 1. Process Equipment – Physical | J. Textiles | 2. Textiles Printer | y |  |  |  |  | P112723 | P112723 | 9011 | P112723 | 6521 | 9013 | 10 | 30176.66 | 30176.66 | 0 | 0 | 0 | 30176.66 | [12 empty] | 30176.66 | 30176.66 |  | 0 | [23 empty] | 30176.66 | 36 | 3 | Equipment acquired for specific research projects |  | N |  | N |  | N |  | N |  | N | Prior to FY1415=NOT required
E00794 | 10-11 | 2011-01-01 | 2015-01-01 |  | University Funded | University Funded | Agilent | 1260 HPLC | Agilent 1260 automated depletion system | Agilent 1260 automated depletion system | WMIC 2nd Floor | Wolfson Molecular Imaging Centre | Andrew Williamson | Tony Whetton |  |  |  | 0 | MHS | Cancer & Enabling Sciences | 759136 | WMIC/PICR | 3l5 | 3. Materials Characterisation | L. Chemical Analysis | 5. Chromatography | n |  |  |  |  | FB00119 | FB00119 | 9011 | FB00119 | 6522 | 9013 | 00 | 30475.06 | 30475.06 | 0 | 0 | 0 | 30475.06 | [12 empty] | 30475.06 | 30475.06 |  | 0 | [23 empty] | 30475.06 | 48 | 4 | Motor vehicles and other general equipment |  | N |  | N |  | N |  | N |  | N | Prior to FY1415=NOT required |  | 21.01.16: consolidated multiple lines to one as per the exercise of FAR Cleanse
E00796 | 10-11 | 2011-10-01 | 2016-10-01 06:00 |  | University Funded | University Funded |  |  | Cloud Computer | Computational Shared Facility |  |  | Simon Hood |  | 1 Good | 1 State of art | 1 Dedicated to particular experiment | 0 | PSS | ITS | 767704 | [5 empty] | y | yes | 2016-07-01 | Confirmed by J.Bird with signed verification form | as per FY1516 YrEnd Verification & Impairments Exercise in Jul'16 | LA00541 | LA00541 | 9011 | LA00642 | 6522 | 9013 | 00 | 109005.14 | 105371.6353 | 3633.5047 | 0 | 1816.7523 | 109005.14 | [12 empty] | 109005.14 | 103554.883 |  | 1816.7523 | [23 empty] | 105371.6353 | 60 | 5 | Mainframe computers & propriety software |  | N |  | N |  | N |  | N |  | Y
E00797 | 10-11 | 2011-03-01 | 2015-03-01 |  | University Funded | University Funded | Roche | GS Junior | GS Junior System | GS Junior System |  |  | Paul Fulwood | Chantal Hillerby | 1 Good | 1 State of art | 1 Dedicated to particular experiment | 0 | MHS | Biomedicine | 791268 | DNA Sequencing | 4f3 | 4. Sample Measurement/Analysis | F. Proteins/Nucleic Acids | 3. Sequencers | y |  |  |  |  | AA03261 | AA03261 | 9011 | AA03261 | 6522 | 9013 | 00 | 90000 | 90000 | 0 | 0 | 0 | 90000 | [12 empty] | 90000 | 90000 |  | 0 | [23 empty] | 90000 | 48 | 4 | Motor vehicles and other general equipment |  | N |  | N |  | N |  | N |  | N | Prior to FY1415=NOT required
E00798 | 10-11 | 2011-03-01 | 2015-03-01 |  | Part Funded | Other | Applied Biosystems | SOLiD 4 | 4452775R SOLiD 4 Analyzer | 4452775R SOLiD 4 Analyzer | Michael Smith B4071 | Michael Smith Building | Andy Hayes | Andy Hayes | 1 Good | 1 State of art | 2 General purpose research | 0.5 | FLS | Life Sciences | 797690 |  | 4f3 | 4. Sample Measurement/Analysis | F. Proteins/Nucleic Acids | 3. Sequencers | n |  |  | Verified as part of data cleanse exercise (March 2015) |  | AA10146 | AA10146 | 9011 | AA00158 | 6521 | 9013 | 09 | 155000 | 155000 | 0 | 0 | 0 | 155000 | [12 empty] | 155000 | 155000 |  | 0 | [23 empty] | 155000 | 48 | 4 | Motor vehicles and other general equipment |  | N |  | N |  | N |  | N |  | N | Prior to FY1415=NOT required
E00799 | 10-11 | 2011-03-01 | 2015-03-01 |  | University Funded | University Funded |  |  | Mercedes Art Gallery Van DG11BYW | High security van to tranfer art work | Whitworth Art Gallery car park | Whitworth Art Gallery | Ray Warburton |  | 1 Good | 1 State of art |  | 0 | Library and Cultural Institutions | Whitworth Art Gallery | 720156 | [5 empty] | y |  |  | Verified as part of data cleanse exercise (March 2015) |  | KA00032 | KA00032 | 9011 | LA00642 | 6522 | 9013 | 00 | 46524 | 46524 | 0 | 0 | 0 | 46524 | [12 empty] | 46524 | 46524 |  | 0 | [23 empty] | 46524 | 48 | 4 | Motor vehicles and other general equipment |  | N |  | N |  | N |  | N |  | N | Prior to FY1415=NOT required
E00800 | 10-11 | 2011-03-01 | 2014-03-01 18:00 |  | Research | Research |  |  | Demo Odyssey Package | Demo Odyssey Package |  |  | Karren Palmer |  |  |  |  | 0 | FLS | Life Sciences | 790033 |  | 3c3 | 3. Materials Characterisation | C. Imaging | 3. Infra-Red | n |  |  |  |  | R012035 | R012035 | 9011 | R012035 | 6520 | 9013 | 31 | 20000 | 20000 | 0 | 0 | 0 | 20000 | [12 empty] | 20000 | 20000 |  | 0 | [23 empty] | 20000 | 36 | 3 | Equipment acquired for specific research projects |  | N |  | N |  | N |  | N |  | N | Prior to FY1415=NOT required
E00800 | 10-11 | 2011-03-01 | 2014-03-01 18:00 |  | Research | Research |  |  | Demo Odyssey Package | Demo Odyssey Package |  |  | Karren Palmer |  |  |  |  | 0 | FLS | Life Sciences | 790808 |  | 3c3 | 3. Materials Characterisation | C. Imaging | 3. Infra-Red | n |  |  |  |  | R110805 | R110805 | 9011 | R110805 | 6520 | 9013 | 31 | 5000 | 5000 | 0 | 0 | 0 | 5000 | [12 empty] | 5000 | 5000 |  | 0 | [23 empty] | 5000 | 36 | 3 | Equipment acquired for specific research projects |  | N |  | N |  | N |  | N |  | N | Prior to FY1415=NOT required
E00800 | 10-11 | 2011-03-01 | 2014-03-01 18:00 |  | Research | Research |  |  | Demo Odyssey Package | Demo Odyssey Package |  |  | Karren Palmer |  |  |  |  | 0 | FLS | Life Sciences | 790171 |  | 3c3 | 3. Materials Characterisation | C. Imaging | 3. Infra-Red | n |  |  |  |  | R111430 | R111430 | 9011 | R111430 | 6520 | 9013 | 31 | 3400 | 3400 | 0 | 0 | 0 | 3400 | [12 empty] | 3400 | 3400 |  | 0 | [23 empty] | 3400 | 36 | 3 | Equipment acquired for specific research projects |  | N |  | N |  | N |  | N |  | N | Prior to FY1415=NOT required
E00800 | 10-11 | 2011-03-01 | 2014-03-01 18:00 |  | Research | Research |  |  | Demo Odyssey Package | Demo Odyssey Package |  |  | Karren Palmer |  |  |  |  | 0 | FLS | Life Sciences | 790175 |  | 3c3 | 3. Materials Characterisation | C. Imaging | 3. Infra-Red | n |  |  |  |  | R104379 | R104379 | 9011 | R104379 | 6520 | 9013 | 31 | 3000 | 3000 | 0 | 0 | 0 | 3000 | [12 empty] | 3000 | 3000 |  | 0 | [23 empty] | 3000 | 36 | 3 | Equipment acquired for specific research projects |  | N |  | N |  | N |  | N |  | N | Prior to FY1415=NOT required
E00800 | 10-11 | 2011-03-01 | 2014-03-01 18:00 |  | Part Funded | University Funded |  |  | Demo Odyssey Package | Demo Odyssey Package |  |  | Karren Palmer |  |  |  |  | 0 | FLS | Life Sciences | 790163 |  | 3c3 | 3. Materials Characterisation | C. Imaging | 3. Infra-Red | n |  |  |  |  | AA09443 | AA09443 | 9011 | AA00158 | 6522 | 9013 | 00 | 3100 | 3100 | 0 | 0 | 0 | 3100 | [12 empty] | 3100 | 3100 |  | 0 | [23 empty] | 3100 | 36 | 3 | Equipment acquired for specific research projects |  | N |  | N |  | N |  | N |  | N | Prior to FY1415=NOT required
E00801 | 10-11 | 2011-07-01 | 2014-07-01 |  | Research | Research | Nikon | A1R-A1 | Nikon A1-R Confocal Microscope | A1-R Confocal | Michael Smith D2509 | Michael Smith Building | Peter March | Peter March | 1 Good | 1 State of art | 1 Dedicated to particular experiment | 0.1 | FLS | Life Sciences | 801189 | Bioimaging Facility | 3d1 | 3. Materials Characterisation | D. Optical Microscopy | 1. Confocal | y | yes | 2015-05-26 | Sasha Windelinckx | verified during the interim yr-end FY1415 | R112724 | R112724 | 9011 | R112724 | 6520 | 9013 | 31 | 266314.4 | 266314.4 | 0 | 0 | 0 | 266314.4 | [12 empty] | 266314.4 | 266314.4 |  | 0 | [23 empty] | 266314.4 | 36 | 3 | Equipment acquired for specific research projects |  | N |  | N |  | N |  | N |  | Y
E00801 | 10-11 | 2011-07-01 | 2014-07-01 |  | Part Funded | University Funded | Nikon | A1R-A1 | Nikon A1-R Confocal Microscope | A1-R Confocal | Michael Smith D2509 | Michael Smith Building | Peter March | Peter March | 1 Good | 1 State of art | 1 Dedicated to particular experiment | 0.1 | FLS | Life Sciences | 801189 | Bioimaging Facility | 3d1 | 3. Materials Characterisation | D. Optical Microscopy | 1. Confocal | y |  |  | Verified as part of data cleanse exercise (March 2015) |  | AA00010 | AA00010 | 9011 | AA00158 | 6522 | 9013 | 00 | 33685.6 | 33685.6 | 0 | 0 | 0 | 33685.6 | [12 empty] | 33685.6 | 33685.6 |  | 0 | [23 empty] | 33685.6 | 36 | 3 | Equipment acquired for specific research projects |  | N |  | N |  | N |  | N |  | N | Prior to FY1415=NOT required
E00802 | 10-11 | 2011-10-01 | 2015-10-01 |  | University Funded | University Funded | Thermo | LTQ Orbitrap Velos | LTQ Velos Orbitrap extended performance mass spectrometer | LTQ Velos Orbitrap extended performance mass spectrometer | Michael Smith Building, Room B.2071 | Michael Smith Building | David Knight | David Knight | 1 Good | 1 State of art | 2 General purpose research | 0.2 | FLS | Life Sciences | 813206 |  | 3b3 | 3. Materials Characterisation | B. Spectrometry | 3. Mass Spectrometry | y | yes | 2015-05-26 | Sasha Windelinckx | verified during the interim yr-end FY1415 | AA00181 | AA00181 | 9011 | AA00158 | 6522 | 9013 | 00 | 425061 | 425061 | 0 | 0 | 0 | 425061 | [12 empty] | 425061 | 425061 |  | 0 | [23 empty] | 425061 | 48 | 4 | Motor vehicles and other general equipment |  | N |  | N |  | N |  | N |  | Y |  |  | 21.01.16: consolidated multiple lines to one as per the exercise of FAR Cleanse
E00804 | 10-11 | 2011-07-01 | 2015-07-01 |  | University Funded | University Funded | Thermo | Ultimate 3000 Nano LC | Ultimate 3000 nanoRSLC systems | Ultimate 3000 nanoRSLC systems | Michael Smith Building B2071 | Michael Smith Building | David Knight | David Knight | 1 Good | 2 Good | 2 General purpose research | 0.3 | FLS | Life Sciences | 813214 |  | 3l5 | 3. Materials Characterisation | L. Chemical Analysis | 5. Chromatography | y |  |  |  |  | AA00181 | AA00181 | 9011 | AA00158 | 6522 | 9013 | 00 | 53808.02 | 53808.02 | 0 | 0 | 0 | 53808.02 | [12 empty] | 53808.02 | 53808.02 |  | 0 | [23 empty] | 53808.02 | 48 | 4 | Motor vehicles and other general equipment |  | N |  | N |  | N |  | N |  | N | Prior to FY1415=NOT required
E00805 | 10-11 | 2011-07-01 | 2014-07-01 |  | Research | Research | Leica | SCN400 | Leica SCN400 scanner & autolader | High Throughput Scanner | Paterson Institute for Cancer Research - Molecular Pathology | Paterson Building | Steve Bagley | Goran Landberg | 1 Good | 1 State of art | 1 Dedicated to particular experiment | 0 | MHS | Cancer & Enabling Sciences | 825554 | Breakthrough Breast Cancer | 3d3 | 3. Materials Characterisation | D. Optical Microscopy | 3. Transmission | y |  |  |  |  | R104463 | R104463 | 9011 | R104463 | 6520 | 9013 | 31 | 46587.94 | 46587.94 | 0 | 0 | 0 | 46587.94 | [12 empty] | 46587.94 | 46587.94 |  | 0 | [23 empty] | 46587.94 | 36 | 3 | Equipment acquired for specific research projects |  | N |  | N |  | N |  | N |  | N | Prior to FY1415=NOT required
E00805 | 10-11 | 2011-07-01 | 2014-07-01 |  | Part Funded | University Funded | Leica | SCN400 | Leica SCN400 scanner & autolader | High Throughput Scanner | Paterson Institute for Cancer Research - Molecular Pathology | Paterson Building | Steve Bagley | Goran Landberg | 1 Good | 1 State of art | 1 Dedicated to particular experiment | 0 | MHS | Cancer & Enabling Sciences | 825554 | Breakthrough Breast Cancer | 3d3 | 3. Materials Characterisation | D. Optical Microscopy | 3. Transmission | y |  |  |  |  | AA08371 | AA08371 | 9011 | AA08371 | 6522 | 9013 | 00 | 46412.06 | 46412.06 | 0 | 0 | 0 | 46412.06 | [12 empty] | 46412.06 | 46412.06 |  | 0 | [23 empty] | 46412.06 | 36 | 3 | Equipment acquired for specific research projects |  | N |  | N |  | N |  | N |  | N | Prior to FY1415=NOT required
E00806 | 10-11 | 2011-07-01 | 2015-07-01 |  | University Funded | University Funded | BMG Labtech | POLARstar Omega | PolarStar Omega Plate Reader | PolarStar Omega Plate Reader | [7 empty] | 0 | MHS | Translational Medicine | 835497 |  | 2E5 | 2. Process Equipment – Biological | E. Characterisation | 5. Plate Readers | y |  |  |  |  | AA09280 | AA09280 | 9011 | AA09280 | 6522 | 9013 | 00 | 24899.4 | 24899.4 | 0 | 0 | 0 | 24899.4 | [12 empty] | 24899.4 | 24899.4 |  | 0 | [23 empty] | 24899.4 | 48 | 4 | Motor vehicles and other general equipment |  | N |  | N |  | N |  | N |  | N | Prior to FY1415=NOT required
E00806 | 10-11 | 2011-07-01 | 2015-07-01 |  | University Funded | University Funded | BMG Labtech | POLARstar Omega | PolarStar Omega Plate Reader | PolarStar Omega Plate Reader | [7 empty] | 0 | MHS | Translational Medicine | 835497 |  | 2E5 | 2. Process Equipment – Biological | E. Characterisation | 5. Plate Readers | y |  |  |  |  | AA08226 | AA08226 | 9011 | AA08226 | 6522 | 9013 | 00 | 2766.6 | 2766.6 | 0 | 0 | 0 | 2766.6 | [12 empty] | 2766.6 | 2766.6 |  | 0 | [23 empty] | 2766.6 | 48 | 4 | Motor vehicles and other general equipment |  | N |  | N |  | N |  | N |  | N | Prior to FY1415=NOT required
E00807 | 10-11 | 2011-07-01 | 2014-07-01 |  | Part Funded | Endowment | CCM | CCM 78 | CCM 78 Premier Power Guillotine | Thesis binding equipment - Cut paper/card | Joule Library Floor D, Sackville Street | Sackville Street Building | Tim Higson and Mark Furness | Caroline Checkley-Scott | 1 Good | 3 Adequate |  | 0 | Library and Cultural Institutions | JRUL | 839240 | The Bindery with is part of Collection Care | 6C9 | 6. Infrastructure | C. Workshop | 9. Other Cutting | y |  |  | Verified as part of data cleanse exercise (March 2015) |  | KB00138 | KB00138 | 9011 | LA00642 | 6521 | 9013 | 09 | 32100 | 32100 | 0 | 0 | 0 | 32100 | [12 empty] | 32100 | 32100 |  | 0 | [23 empty] | 32100 | 36 | 3 | Equipment acquired for specific research projects |  | N |  | N |  | N |  | N |  | N | Prior to FY1415=NOT required
E00808 | 10-11 | 2011-07-01 | 2014-07-01 18:00 |  | Research | Research | Janus | Mini Platform, 8-tip | AJS8001 JANUS Mini Platform, 8-tip. | Automated Liquid Handling System | Paterson Institute for Cancer Research - Molecular Pathology | Paterson Building | Rebecca Lamb | Rebecca Lamb |  |  |  | 0 | MHS | Paterson Institute | 803753 | [5 empty] | y |  |  |  |  | R104463 | R104463 | 9011 | R104463 | 6520 | 9013 | 31 | 42927 | 42927 | 0 | 0 | 0 | 42927 | [12 empty] | 42927 | 42927 |  | 0 | [23 empty] | 42927 | 36 | 3 | Equipment acquired for specific research projects |  | N |  | N |  | N |  | N |  | N | Prior to FY1415=NOT required |  | 21.01.16: consolidated multiple lines to one as per the exercise of FAR Cleanse
E00809a | 10-11 | 2011-10-01 | 2019-10-01 |  | University Funded | University Funded |  |  | Virtualisation Infrastructure | Poweredge Racks & associated storage | Kilburn & Reynolds Datacentres |  | Steve Paton |  | 1 Good | 1 State of art | 3 Research and Teaching | n/a | PSS | ITS | Various | [5 empty] | y | yes | 2016-07-01 | Confirmed by J.Bird with signed verification form | as per FY1516 YrEnd Verification & Impairments Exercise in Jul'16 | LA00548 | LA00548 | 9011 | LA00642 | 6522 | 9013 | 00 | 123247.2 | 74461.85 | 48785.35 | 0 | 1283.825 | 123247.2 | [12 empty] | 123247.2 | 73178.025 |  | 1283.825 | [23 empty] | 74461.85 | 96 | 8 | Computer software |  | N |  | N |  | N |  | N |  | Y |  |  | Not appropriate for consolidation of multi lines due to this ITS project has diff.comm.date for costs incurred in each FY.
E00809a | 11-12 | 2012-10-01 | 2020-10-01 |  | University Funded | University Funded |  |  | Virtualisation Infrastructure | Poweredge Racks & associated storage | Kilburn & Reynolds Datacentres |  | Steve Paton |  | 1 Good | 1 State of art | 3 Research and Teaching | n/a | PSS | ITS | Various | [5 empty] | y | yes | 2016-07-01 | Confirmed by J.Bird with signed verification form | as per FY1516 YrEnd Verification & Impairments Exercise in Jul'16 | LA00548 | LA00548 | 9011 | LA00642 | 6522 | 9013 | 00 | 266959.93 | 127918.2998 | 139041.6302 | 0 | 2780.8326 | 266959.93 | [12 empty] | 266959.93 | 125137.4672 |  | 2780.8326 | [23 empty] | 127918.2998 | 96 | 8 | Computer software |  | N |  | N |  | N |  | N |  | Y |  |  | Not appropriate for consolidation of multi lines due to this ITS project has diff.comm.date for costs incurred in each FY.
E00809a | 12-13 | 2013-10-01 | 2021-10-01 |  | University Funded | University Funded |  |  | Virtualisation Infrastructure | Poweredge Racks & associated storage | Kilburn & Reynolds Datacentres |  | Steve Paton |  | 1 Good | 1 State of art | 3 Research and Teaching | n/a | PSS | ITS | Various | [5 empty] | y | yes | 2016-07-01 | Confirmed by J.Bird with signed verification form | as per FY1516 YrEnd Verification & Impairments Exercise in Jul'16 | LA00548 | LA00548 | 9011 | LA00642 | 6522 | 9013 | 00 | 114884.35 | 40688.2073 | 74196.1427 | 0 | 1196.712 | 114884.35 | [12 empty] | 114884.35 | 39491.4953 |  | 1196.712 | [23 empty] | 40688.2073 | 96 | 8 | Computer software |  | N |  | N |  | N |  | N |  | Y |  |  | Not appropriate for consolidation of multi lines due to this ITS project has diff.comm.date for costs incurred in each FY.
E00809b | 13-14 | 2014-08-01 | 2017-08-01 |  | University Funded | University Funded | Dell Hardware | M620 * 16, R720 * 2, MD1200 * 2 | Virtual Platform Expansion Project - Dell Blades, Vmware Licenses, Veeam Licenses, Networker Licenses, Micorsoft Licenses | Increases virtulaisation capacity |  |  | Paul Handley |  | 1 Good | 1 State of art |  | 1 | PSS | ITS | 1271361 | no |  |  |  |  | y | yes | 2016-07-01 | Confirmed by J.Bird with signed verification form | as per FY1516 YrEnd Verification & Impairments Exercise in Jul'16 | LA00548 | LA00548 | 9011 | LA00642 | 6522 | 9013 | 00 | 242314.02 | 161542.68 | 80771.34 | 0 | 6730.945 | 242314.02 | [12 empty] | 242314.02 | 154811.735 |  | 6730.945 | [23 empty] | 161542.68 | 36 | 3 | Equipment acquired for specific research projects |  | N |  | N |  | N |  | N |  | Y |  |  | UEL amended to 3 years as agreed. 07.08.15
E00810 | 10-11 | 2011-07-01 | 2015-07-01 |  | University Funded | University Funded | Thermo | iCAP 6300 | iCAP 6300 DUO ICP Spectrometer | iCAP 6300 DUO ICP Spectrometer | Chemistry Building room 4.22 | Chemistry Building | Martin Jennings | Chris Muryn | 1 Good | 2 Good | 3 Research and Teaching | 0.1 | EPS | Chemistry | 830369 | Micro Analysishttp://www.chemistry.manchester.ac.uk/research/facilities/manal/ | 3A4 | 3. Materials Characterisation | A. Spectroscopy | 4. Optical | n |  |  | Data confirmed as part of data cleanse exercise (March 2015). Asset not physically verified. |  | AA00473 | AA00473 | 9011 | AA06215 | 6522 | 9013 | 00 | 58500 | 58500 | 0 | 0 | 0 | 58500 | [12 empty] | 58500 | 58500 |  | 0 | [23 empty] | 58500 | 48 | 4 | Motor vehicles and other general equipment |  | N |  | N |  | N |  | N |  | N | Prior to FY1415=NOT required
E00810 | 10-11 | 2011-07-01 | 2015-07-01 |  | University Funded | University Funded | Thermo | iCAP 6300 | iCAP 6300 DUO ICP Spectrometer | iCAP 6300 DUO ICP Spectrometer | Chemistry Building room 4.22 | Chemistry Building | Martin Jennings | Chris Muryn | 1 Good | 2 Good | 3 Research and Teaching | 0.1 | EPS | Chemistry | 830369 | Micro Analysishttp://www.chemistry.manchester.ac.uk/research/facilities/manal/ | 3A4 | 3. Materials Characterisation | A. Spectroscopy | 4. Optical | n |  |  | Data confirmed as part of data cleanse exercise (March 2015). Asset not physically verified. |  | AA00499 | AA00499 | 9011 | AA06215 | 6522 | 9013 | 00 | 16794 | 16794 | 0 | 0 | 0 | 16794 | [12 empty] | 16794 | 16794 |  | 0 | [23 empty] | 16794 | 48 | 4 | Motor vehicles and other general equipment |  | N |  | N |  | N |  | N |  | N | Prior to FY1415=NOT required
E00812 | 10-11 | 2011-07-01 | 2015-07-01 |  | University Funded | University Funded | Bio Rad | Bio-Plex 200 | BIO-PLEX 200 SYSTEM | Bio-Plex 200 System | Paterson Institute for Cancer Research - Molecular Pathology | Paterson Building | Ged Brady | Ged Brady | 1 Good | 1 State of art | 1 Dedicated to particular experiment | 0.2 | MHS | Paterson Institute | 847894 |  | 2e6 | 2. Process Equipment – Biological | E. Characterisation | 6. Analysers | y |  |  |  |  | KA00088 | KA00088 | 9011 | KA00088 | 6522 | 9013 | 00 | 29950 | 29950 | 0 | 0 | 0 | 29950 | [12 empty] | 29950 | 29950 |  | 0 | [23 empty] | 29950 | 48 | 4 | Motor vehicles and other general equipment |  | N |  | N |  | N |  | N |  | N | Prior to FY1415=NOT required
E00813 | 10-11 | 2011-07-01 | 2015-07-01 |  | University Funded | University Funded | Perkin Elmer | Tri-Carb 2910 | Tri-Carb 2910 Liquid Scintillation Analyser | quantify radiolabelled test substances | Room 3.131, 3rd Floor Stopford Building | Stopford Building | Head of School | Head of School | 1 Good | 1 State of art | 3 Research and Teaching | 0.2 | MHS | Pharmacy | 833564 |  | 2e7 | 2. Process Equipment – Biological | E. Characterisation | 7. Scintillation Counters | y |  |  |  |  | AA03128 | AA03128 | 9011 | AA03128 | 6522 | 9013 | 00 | 29321 | 29321 | 0 | 0 | 0 | 29321 | [12 empty] | 29321 | 29321 |  | 0 | [23 empty] | 29321 | 48 | 4 | Motor vehicles and other general equipment |  | N |  | N |  | N |  | N |  | N | Prior to FY1415=NOT required
E00814 | 10-11 | 2011-07-01 | 2015-07-01 |  | University Funded | University Funded |  |  | Chameleon System | Chameleon System |  |  | Mike White |  |  |  |  | 0 | FLS | Life Sciences | 779536 |  | 3d7 | 3. Materials Characterisation | D. Optical Microscopy | 7. Fluorescence | y |  |  |  |  | FB00146 | FB00146 | 9011 | AA00158 | 6522 | 9013 | 00 | 127662 | 127662 | 0 | 0 | 0 | 127662 | [12 empty] | 127662 | 127662 |  | 0 | [23 empty] | 127662 | 48 | 4 | Motor vehicles and other general equipment |  | N |  | N |  | N |  | N |  | N | Prior to FY1415=NOT required
E00815 | 10-11 | 2011-07-01 | 2014-07-01 18:00 |  | Research | Research | Edinburgh Photonics |  | 1-G-12a NIR-PMT in Liquid Nitrogen Cooled Housing | 1-G-12a NIR-PMT in Liquid Nitrogen Cooled Housing | Radio Chemistry | Chemistry Building | Katie Law | Nick Bryan | 1 Good | 2 Good | 3 Research and Teaching | 0.1 | EPS | Chemistry | 843737 | RadioChemistryhttp://crr.manchester.ac.uk/ | 3a2 | 3. Materials Characterisation | A. Spectroscopy | 2. Infra-Red | n |  |  | Data confirmed as part of data cleanse exercise (March 2015). Asset not physically verified. |  | R113118 | R113118 | 9011 | R113118 | 6520 | 9013 | 01 | 11165.17 | 11165.17 | 0 | 0 | 0 | 11165.17 | [12 empty] | 11165.17 | 11165.17 |  | 0 | [23 empty] | 11165.17 | 36 | 3 | Equipment acquired for specific research projects |  | N |  | N |  | N |  | N |  | N | Prior to FY1415=NOT required
E00815 | 10-11 | 2011-07-01 | 2014-07-01 18:00 |  | Research | Research | Edinburgh Photonics |  | 1-G-12a NIR-PMT in Liquid Nitrogen Cooled Housing | 1-G-12a NIR-PMT in Liquid Nitrogen Cooled Housing | Radio Chemistry | Chemistry Building | Katie Law | Nick Bryan | 1 Good | 2 Good | 3 Research and Teaching | 0.1 | EPS | Chemistry | 843737 | RadioChemistryhttp://crr.manchester.ac.uk/ | 3a2 | 3. Materials Characterisation | A. Spectroscopy | 2. Infra-Red | n |  |  | Data confirmed as part of data cleanse exercise (March 2015). Asset not physically verified. |  | R106713 | R106713 | 9011 | R106713 | 6520 | 9013 | 01 | 8152.99 | 8152.99 | 0 | 0 | 0 | 8152.99 | [12 empty] | 8152.99 | 8152.99 |  | 0 | [23 empty] | 8152.99 | 36 | 3 | Equipment acquired for specific research projects |  | N |  | N |  | N |  | N |  | N | Prior to FY1415=NOT required
E00815 | 10-11 | 2011-07-01 | 2014-07-01 18:00 |  | Part Funded | Other | Edinburgh Photonics |  | 1-G-12a NIR-PMT in Liquid Nitrogen Cooled Housing | 1-G-12a NIR-PMT in Liquid Nitrogen Cooled Housing | Radio Chemistry | Chemistry Building | Katie Law | Nick Bryan | 1 Good | 2 Good | 3 Research and Teaching | 0.1 | EPS | Chemistry | 843737 | RadioChemistryhttp://crr.manchester.ac.uk/ | 3a2 | 3. Materials Characterisation | A. Spectroscopy | 2. Infra-Red | n |  |  | Data confirmed as part of data cleanse exercise (March 2015). Asset not physically verified. |  | P112889 | P112889 | 9011 | P112889 | 6521 | 9013 | 09 | 7456.84 | 7456.84 | 0 | 0 | 0 | 7456.84 | [12 empty] | 7456.84 | 7456.84 |  | 0 | [23 empty] | 7456.84 | 36 | 3 | Equipment acquired for specific research projects |  | N |  | N |  | N |  | N |  | N | Prior to FY1415=NOT required
E00816 | 10-11 | 2011-10-01 | 2019-10-01 |  | University Funded | University Funded |  |  | DNS Upgade | R810 servers | Kilburn & Reynolds Datacentres |  | Steve Paton |  | 1 Good | 1 State of art | 3 Research and Teaching |  | PSS | ITS | 852579 |  | n/a |  |  |  | y | yes | 2016-07-01 | Confirmed by J.Bird with signed verification form | as per FY1516 YrEnd Verification & Impairments Exercise in Jul'16 | LA00546 | LA00546 | 9011 | LA00642 | 6522 | 9013 | 00 | 25639.42 | 15490.4829 | 10148.9371 | 0 | 267.0773 | 25639.42 | [12 empty] | 25639.42 | 15223.4056 |  | 267.0773 | [23 empty] | 15490.4829 | 96 | 8 | Computer software |  | N |  | N |  | N |  | N |  | Y
E00818 | 11-12 | 2012-06-01 | 2022-06-01 12:00 |  | University Funded | University Funded | Bruker | Avance 800MHz | GH001811 (AV800 Ascend) NMR (link to asset R1025) | multinuclear high resolution 800MHz NMR Spectrometer | Mancherster Institute of Biotechnology LG0.30 |  | Jon Waltho | Matt Cliff | 1 Good | 1 State of art | 2 General purpose research | 0 | FLS | Life Sciences | 862181 | http://www.mib.ac.uk/research/facilities/nmr | 3a3 | 3. Materials Characterisation | A. Spectroscopy | 3. Nuclear Magnetic Resonance | y | yes | 2015-07-21 | Sophie Chetham | confirmed by email on 21.07.15 | AA00010 | AA00010 | 9011 | AA00158 | 6522 | 9013 | 00 | 1600000 | 666666.6667 | 933333.3333 | 0 | 13333.3333 | 1600000 | [12 empty] | 1600000 | 653333.3333 |  | 13333.3333 | [23 empty] | 666666.6667 | 120 | 10 | Boilers, building plant and scientific equipment |  | N |  | N |  | N |  | N |  | Y
E00819 | 10-11 | 2011-07-01 | 2014-07-01 |  | Research | Research |  |  | GCMS system with CTC sampler including SPME and Headspace accessories | GCMS system with CTC sampler including SPME and Headspace accessories | Chemistry Buiding Lab GE.03 | Chemistry Building | Roger Speak | Chris Muryn | 1 Good | 2 Good | 2 General purpose research | 0.2 | EPS | Chemistry | 832871 |  | 3b3 | 3. Materials Characterisation | B. Spectrometry | 3. Mass Spectrometry | n |  |  | Data confirmed as part of data cleanse exercise (March 2015). Asset not physically verified. |  | R112995 | R112995 | 9011 | R112995 | 6520 | 9013 | 05 | 20603.22 | 20603.22 | 0 | 0 | 0 | 20603.22 | [12 empty] | 20603.22 | 20603.22 |  | 0 | [23 empty] | 20603.22 | 36 | 3 | Equipment acquired for specific research projects |  | N |  | N |  | N |  | N |  | N | Prior to FY1415=NOT required |  | 21.01.16: consolidated multiple lines to one as per the exercise of FAR Cleanse
E00819 | 10-11 | 2011-07-01 | 2014-07-01 |  | Part Funded | University Funded |  |  | GCMS system with CTC sampler including SPME and Headspace accessories | GCMS system with CTC sampler including SPME and Headspace accessories | Chemistry Buiding Lab GE.03 | Chemistry Building | Roger Speak | Chris Muryn | 1 Good | 2 Good | 2 General purpose research | 0.2 | EPS | Chemistry | 832871 |  | 3b3 | 3. Materials Characterisation | B. Spectrometry | 3. Mass Spectrometry | n |  |  | Data confirmed as part of data cleanse exercise (March 2015). Asset not physically verified. |  | AA00499 | AA00499 | 9011 | AA06215 | 6522 | 9013 | 00 | 94528.95 | 94528.95 | 0 | 0 | 0 | 94528.95 | [12 empty] | 94528.95 | 94528.95 |  | 0 | [23 empty] | 94528.95 | 36 | 3 | Equipment acquired for specific research projects |  | N |  | N |  | N |  | N |  | N | Prior to FY1415=NOT required |  | 21.01.16: consolidated multiple lines to one as per the exercise of FAR Cleanse
E00819 | 12-13 | 2011-07-01 | 2014-07-01 |  | Part Funded | University Funded |  |  | GCMS system with CTC sampler including SPME and Headspace accessories | GCMS system with CTC sampler including SPME and Headspace accessories | Chemistry Buiding Lab GE.03 | Chemistry Building | Roger Speak | Chris Muryn | 1 Good | 2 Good | 2 General purpose research | 0.2 | EPS | Chemistry | 832871 |  | 3b3 | 3. Materials Characterisation | B. Spectrometry | 3. Mass Spectrometry | n |  |  | Data confirmed as part of data cleanse exercise (March 2015). Asset not physically verified. |  | AA08313 | AA08313 | 9011 | AA08313 | 6522 | 9013 | 00 | 4120.64 | 4120.64 | 0 | 0 | 0 | 4120.64 | [12 empty] | 4120.64 | 4120.64 |  | 0 | [23 empty] | 4120.64 | 36 | 3 | Equipment acquired for specific research projects |  | N |  | N |  | N |  | N |  | N | Prior to FY1415=NOT required
E00820 | 10-11 | 2012-01-01 | 2020-01-01 |  | University Funded | University Funded | Terminal 4 | Version 7 | Content Management System | Consultancy to develop & deliver training materials for CMS | University wide Content Management system |  | Stuart Barker |  | 1 Good | 1 State of art | 1 Dedicated to particular experiment | 0 | PSS | ITS | various | [5 empty] | y | yes | 2016-07-01 | Confirmed by J.Bird with signed verification form | as per FY1516 YrEnd Verification & Impairments Exercise in Jul'16 | LA00549 | LA00549 | 9011 | LA00642 | 6522 | 9013 | 00 | 37306.12 | 21373.2979 | 15932.8221 | 0 | 388.6054 | 37306.12 | [12 empty] | 37306.12 | 20984.6925 |  | 388.6054 | [23 empty] | 21373.2979 | 96 | 8 | Computer software |  | N |  | N |  | N |  | N |  | Y |  |  | 21.01.16: consolidated multiple lines to one as per the exercise of FAR Cleanse
E00821 | 10-11 | 2011-10-01 | 2019-10-01 |  | University Funded | University Funded | Sun (purchased via Esteem) | Enterprise M5000 & T3-2 Servers | Business System Web App Tier Refresh | SPARC | Kilburn & Reynolds Datacentres |  | Steve Paton |  | 1 Good | 1 State of art | 3 Research and Teaching | n/a | PSS | ITS | various |  | n/a |  |  |  | y | yes | 2016-07-01 | Confirmed by J.Bird with signed verification form | as per FY1516 YrEnd Verification & Impairments Exercise in Jul'16 | LA00550 | LA00550 | 9011 | LA00642 | 6522 | 9013 | 00 | 662980.8 | 400550.9 | 262429.9 | 0 | 6906.05 | 662980.8 | [12 empty] | 662980.8 | 393644.85 |  | 6906.05 | [23 empty] | 400550.9 | 96 | 8 | Computer software |  | N |  | N |  | N |  | N |  | Y
E00822 | 10-11 | 2011-07-01 | 2015-07-01 |  | Part Funded | Endowment | LIBRETTO |  | Libretto book sorting machine | Libretto book sorting machine - SORTS RETURNED BOOKS AUTOMATICALLY | MAIN LIBRARY, GROUND FLOOR ENTRANCE | The University of Manchester Library | Andy Land | KATY WOOLFENDEN | 1 Good | 1 State of art |  | 0 | Library and Cultural Institutions | JRUL | 855264 | n/a | 6B1 | 6. Infrastructure | B. Mechanical | 1. Hydraulic | y | yes | 2012-09-27 | Verified as part of data cleanse exercise (March 2015) |  | KB00163 | KB00163 | 9011 | LA00642 | 6521 | 9013 | 09 | 75118.8 | 75118.8 | 0 | 0 | 0 | 75118.8 | [12 empty] | 75118.8 | 75118.8 |  | 0 | [23 empty] | 75118.8 | 48 | 4 | Motor vehicles and other general equipment |  | N |  | N |  | N |  | N |  | Y
E00824 | 11-12 | 2012-06-01 | 2016-06-01 |  | Research | Research | Foss Therapy | Model 812 | Cobalt 60 - Model 812 | Self Contained Cobolt-60 | Dalton Cumbria Facility rm DG.015 | Dalton Cumbrian Facility | Ruth Edge | Simon Pimblott | 1 Good | 1 State of art | 2 General purpose research | 0.3 | EPS | Dalton Institute | 872108 | Dalton Cumbria Facility | 1a7 | 1. Process Equipment – Physical | A. Thin Film Deposition | 7. Ion Beam Deposition | y | yes | 2016-07-01 | Confirmed by Vikki Fellows with signed verification form | as per FY1516 YrEnd Verification & Impairments Exercise in Jul'16 | R114867 | R114867 | 9011 | R114867 | 6520 | 9013 | 03 | 438971.72 | 438971.72 | 0 | 0 | 0 | 438971.72 | [12 empty] | 438971.72 | 438971.72 |  | 0 | [23 empty] | 438971.72 | 48 | 4 | Motor vehicles and other general equipment |  | N |  | N |  | N |  | N |  | Y |  |  | 21.01.16: consolidated multiple lines to one as per the exercise of FAR Cleanse
E00824 | 11-12 | 2012-06-01 | 2016-06-01 |  | Part Funded | University Funded | Foss Therapy | Model 812 | Cobalt 60 - Model 812 | Self Contained Cobolt-60 | Dalton Cumbria Facility rm DG.015 | Dalton Cumbrian Facility | Ruth Edge | Simon Pimblott | 1 Good | 1 State of art | 2 General purpose research | 0.3 | EPS | Dalton Institute | 872108 | Dalton Cumbria Facility | 1a7 | 1. Process Equipment – Physical | A. Thin Film Deposition | 7. Ion Beam Deposition | y | yes | 2016-07-01 | Confirmed by Vikki Fellows with signed verification form | as per FY1516 YrEnd Verification & Impairments Exercise in Jul'16 | FB00138 | FB00138 | 9011 | LA00642 | 6522 | 9013 | 00 | 0 | 0 | 0 | 0 | 0 | 0 | [12 empty] | 0 | 0 |  | 0 | [23 empty] | 0 | 48 | 4 | Motor vehicles and other general equipment |  | N |  | N |  | N |  | N |  | Y |  |  | 21.01.16: consolidated multiple lines to one as per the exercise of FAR Cleanse
E00825 | 11-12 | 2011-10-01 | 2015-10-01 |  | University Funded | University Funded | Philips |  | Philips iU22 Ultrasound Radiology System | Cardiovascular ultrasound for research studies | Wellcome Trust room F7 | Wellcome Clinical Research Facility | Paul Brown |  | 1 Good | 1 State of art | 2 General purpose research | 0 | MHS | Wellcome Trust | 860766 | [5 empty] | y |  |  | Data confirmed as part of data cleanse exercise (March 2015). Asset not physically verified. |  | AA01443 | AA01443 | 9011 | AA01443 | 6522 | 9013 | 00 | 84768 | 84768 | 0 | 0 | 0 | 84768 | [12 empty] | 84768 | 84768 |  | 0 | [23 empty] | 84768 | 48 | 4 | Motor vehicles and other general equipment |  | N |  | N |  | N |  | N |  | N | Prior to FY1415=NOT required
E00826 | 11-12 | 2011-10-01 | 2014-10-01 18:00 |  | Research | Research |  |  | Dekati ELPI+ | Electrical Low Pressure Impactor |  |  |  |  | 1 Good | 2 Good |  |  | EPS | SEAES | 856355 | [5 empty] | y | yes | 2016-07-01 | Confirmed by Vikki Fellows with signed verification form | as per FY1516 YrEnd Verification & Impairments Exercise in Jul'16 | R113461 | R113461 | 9011 | R113461 | 6520 | 9013 | 01 | 58760.29 | 58760.29 | 0 | 0 | 0 | 58760.29 | [12 empty] | 58760.29 | 58760.29 |  | 0 | [23 empty] | 58760.29 | 36 | 3 | Equipment acquired for specific research projects |  | N |  | N |  | N |  | N |  | Y | Prior to FY1415=NOT required
E00826 | 11-12 | 2011-10-01 | 2014-10-01 18:00 |  | Research | Research |  |  | Dekati ELPI+ | Electrical Low Pressure Impactor |  |  |  |  | 1 Good | 2 Good |  |  | EPS | SEAES | 856355 | [5 empty] | y | yes | 2016-07-01 | Confirmed by Vikki Fellows with signed verification form | as per FY1516 YrEnd Verification & Impairments Exercise in Jul'16 | R113368 | R113368 | 9011 | R113368 | 6520 | 9013 | 01 | 6760.03 | 6760.03 | 0 | 0 | 0 | 6760.03 | [12 empty] | 6760.03 | 6760.03 |  | 0 | [23 empty] | 6760.03 | 36 | 3 | Equipment acquired for specific research projects |  | N |  | N |  | N |  | N |  | Y | Prior to FY1415=NOT required
E00826 | 11-12 | 2011-10-01 | 2014-10-01 18:00 |  | Part Funded | University Funded |  |  | Dekati ELPI+ | Electrical Low Pressure Impactor |  |  |  |  | 1 Good | 2 Good |  |  | EPS | SEAES | 856355 | [5 empty] | y | yes | 2016-07-01 | Confirmed by Vikki Fellows with signed verification form | as per FY1516 YrEnd Verification & Impairments Exercise in Jul'16 | AA10328 | AA10328 | 9011 | AA10328 | 6522 | 9013 | 00 | 14480.08 | 14480.08 | 0 | 0 | 0 | 14480.08 | [12 empty] | 14480.08 | 14480.08 |  | 0 | [23 empty] | 14480.08 | 36 | 3 | Equipment acquired for specific research projects |  | N |  | N |  | N |  | N |  | Y | Prior to FY1415=NOT required
E00827 | 11-12 | 2012-07-01 | 2015-07-01 18:00 |  | Research | Research | Bruker | Avance II+ | BBFO 500 Mhz smart probe | Part of NMR instrument | Chemistry room B11 | Chemistry Building | Roger Speak | Chris Muryn | 1 Good | 2 Good | 3 Research and Teaching | 0.2 | EPS | Chemistry | 821724 | NMR Servicehttp://www.chemistry.manchester.ac.uk/research/facilities/NMR/ | 3a3 | 3. Materials Characterisation | A. Spectroscopy | 3. Nuclear Magnetic Resonance | y |  |  | Data confirmed as part of data cleanse exercise (March 2015). Asset not physically verified. |  | R112995 | R112995 | 9011 | R112995 | 6520 | 9013 | 05 | 20407.33 | 20407.33 | 0 | 0 | 0 | 20407.33 | [12 empty] | 20407.33 | 20407.33 |  | 0 | [23 empty] | 20407.33 | 36 | 3 | Equipment acquired for specific research projects |  | N |  | N |  | N |  | N |  | N | Prior to FY1415=NOT required |  | 21.01.16: consolidated multiple lines to one as per the exercise of FAR Cleanse
E00827 | 11-12 | 2012-07-01 | 2015-07-01 18:00 |  | Part Funded | University Funded | Bruker | Avance II+ | BBFO 500 Mhz smart probe | Part of NMR instrument | Chemistry room B11 | Chemistry Building | Roger Speak | Chris Muryn | 1 Good | 2 Good | 3 Research and Teaching | 0.2 | EPS | Chemistry | 821724 | NMR Servicehttp://www.chemistry.manchester.ac.uk/research/facilities/NMR/ | 3a3 | 3. Materials Characterisation | A. Spectroscopy | 3. Nuclear Magnetic Resonance | y |  |  | Data confirmed as part of data cleanse exercise (March 2015). Asset not physically verified. |  | AA00507 | AA00507 | 9011 | AA00507 | 6522 | 9013 | 00 | 42512 | 42512 | 0 | 0 | 0 | 42512 | [12 empty] | 42512 | 42512 |  | 0 | [23 empty] | 42512 | 36 | 3 | Equipment acquired for specific research projects |  | N |  | N |  | N |  | N |  | N | Prior to FY1415=NOT required
E00827 | 12-13 | 2012-07-01 | 2015-07-01 18:00 |  | Part Funded | University Funded | Bruker | Avance II+ | BBFO 500 Mhz smart probe | Part of NMR instrument | Chemistry room B11 | Chemistry Building | Roger Speak | Chris Muryn | 1 Good | 2 Good | 3 Research and Teaching | 0.2 | EPS | Chemistry | 821724 | NMR Servicehttp://www.chemistry.manchester.ac.uk/research/facilities/NMR/ | 3a3 | 3. Materials Characterisation | A. Spectroscopy | 3. Nuclear Magnetic Resonance | y |  |  | Data confirmed as part of data cleanse exercise (March 2015). Asset not physically verified. |  | AA08313 | AA08313 | 9011 | AA08313 | 6522 | 9013 | 00 | 4081.47 | 4081.47 | 0 | 0 | 0 | 4081.47 | [12 empty] | 4081.47 | 4081.47 |  | 0 | [23 empty] | 4081.47 | 36 | 3 | Equipment acquired for specific research projects |  | N |  | N |  | N |  | N |  | N | Prior to FY1415=NOT required
E00828 | 11-12 | 2012-07-01 | 2016-07-01 |  | Part Funded | Other | TriStar | 3020 | TriStar 3020 Surface Area and Pore Analyzer | TriStar 3020 Surface Area and Pore Analyzer |  |  | Marc Schmidt | Marc Schmidt |  |  |  | 0 | EPS | MACE | 845192 | [5 empty] | y |  |  |  |  | BA00098 | BA00098 | 9011 | AA11694 | 6521 | 9013 | 09 | 58139.35 | 58139.35 | 0 | 0 | 0 | 58139.35 | [12 empty] | 58139.35 | 58139.35 |  | 0 | [23 empty] | 58139.35 | 48 | 4 | Motor vehicles and other general equipment |  | N |  | N |  | N |  | N | Matter of formula setting - the remaining Depn will be processed in Jul'16 | N | Prior to FY1415=NOT required
E00829 | 10-11 | 2012-07-01 | 2016-07-01 |  | University Funded | University Funded | Bruker | Ultimate 3000 Nano LC | EX-DEMO X8 PROSPECTOR ULTRA WITH APEXII CCD | Cu K-alpha single crystal diffractometer with cryo cooling to 100K | Chemistry Building Rm 6.08/6.42 | Chemistry Building | Chris Muryn | Chris Muryn | 1 Good | 2 Good | 3 Research and Teaching | 0.1 | EPS | Chemistry | 821749 | X-Ray Diffractionhttp://www.chemistry.manchester.ac.uk/research/facilities/xtal/ | 3h1 | 3. Materials Characterisation | H. Diffraction | 1. X-ray | y |  |  | Data confirmed as part of data cleanse exercise (March 2015). Asset not physically verified. |  | AA00472 | AA00472 | 9011 | AA00472 | 6522 | 9013 | 00 | 165000 | 165000 | 0 | 0 | 0 | 165000 | [12 empty] | 165000 | 165000 |  | 0 | [23 empty] | 165000 | 48 | 4 | Motor vehicles and other general equipment |  | N |  | N |  | N |  | N | Matter of formula setting - the remaining Depn will be processed in Jul'16 | N | Prior to FY1415=NOT required |  | 21.01.16: consolidated multiple lines to one as per the exercise of FAR Cleanse
E00830 | 11-12 | 2012-07-01 | 2014-02-12 |  | Part Funded | Other |  |  | Modulab 8 slot chassis | Modulab 8 slot chassis | [7 empty] | 0 | EPS | Materials | 899721 | [5 empty] | y |  |  |  |  | P111797 | P111797 | 9011 | P111797 | 6521 | 9013 | 04 | 39998.65 | 39998.65 | 0 | 0 | 0 | 39998.65 | [12 empty] | 39998.65 | 39998.65 |  | 0 | [23 empty] | 39998.65 | 19 | 2 | Does not match Policy. Check | Fully written down - thus will not be reviewed any further | N |  | N |  | N |  | N |  | N | Prior to FY1415=NOT required |  | 21.01.16: 1)line with code WK00892 was deleted due to overall costs=0 btw FY1213&FY1314. 2)Consolidated multiple lines to one as per the exercise of FAR Cleanse
E00831 | 11-12 | 2011-12-01 | 2015-12-01 |  | Research | Research | Agilent Tech | Cary 5000 | Cary 5000 with Internal DRA | UV/Visible/near-IR spectrometer | Dalton Cumbrian Facility, Room G.008 | Dalton Cumbrian Facility | Ruth Edge | Simon Pimblott | 1 Good | 2 Good | 2 General purpose research | 0.3 | EPS | Dalton Institute | 894445 | Dalton Cumbria Facility | 2e2 | 2. Process Equipment – Biological | E. Characterisation | 2. UV | y | yes | 2016-07-01 | Confirmed by Vikki Fellows with signed verification form | as per FY1516 YrEnd Verification & Impairments Exercise in Jul'16 | R114867 | R114867 | 9011 | R114867 | 6520 | 9013 | 03 | 17576.55 | 17576.55 | 0 | 0 | 0 | 17576.55 | [12 empty] | 17576.55 | 17576.55 |  | 0 | [23 empty] | 17576.55 | 48 | 4 | Motor vehicles and other general equipment |  | N |  | N |  | N |  | N |  | Y
E00831 | 11-12 | 2011-12-01 | 2015-12-01 |  | Part Funded | University Funded | Agilent Tech | Cary 5000 | Cary 5000 with Internal DRA | UV/Visible/near-IR spectrometer | Dalton Cumbrian Facility, Room G.008 | Dalton Cumbrian Facility | Ruth Edge | Simon Pimblott | 1 Good | 2 Good | 2 General purpose research | 0.3 | EPS | Dalton Institute | 894445 | Dalton Cumbria Facility | 2e2 | 2. Process Equipment – Biological | E. Characterisation | 2. UV | y | yes | 2016-07-01 | Confirmed by Vikki Fellows with signed verification form | as per FY1516 YrEnd Verification & Impairments Exercise in Jul'16 | FB00138 | FB00138 | 9011 | LA00642 | 6522 | 9013 | 00 | 17576.54 | 17576.54 | 0 | 0 | 0 | 17576.54 | [12 empty] | 17576.54 | 17576.54 |  | 0 | [23 empty] | 17576.54 | 48 | 4 | Motor vehicles and other general equipment |  | N |  | N |  | N |  | N |  | Y
E00832 | 11-12 | 2011-12-01 | 2015-12-01 |  | University Funded | University Funded | GE | FASTlab | Fastlab synthesizer | Fastlab synthesizer |  |  | Andrew Williamson | Tony Whetton | 1 Good | 2 Good | 1 Dedicated to particular experiment | 0 | MHS | Cancer & Enabling Sciences | 860429 | WMIC/PICR | 3b3 | 3. Materials Characterisation | B. Spectrometry | 3. Mass Spectrometry | y |  |  |  |  | AA08592 | AA08592 | 9011 | AA08592 | 6522 | 9013 | 00 | 27637.5 | 27637.5 | 0 | 0 | 0 | 27637.5 | [12 empty] | 27637.5 | 27637.5 |  | 0 | [23 empty] | 27637.5 | 48 | 4 | Motor vehicles and other general equipment |  | N |  | N |  | N |  | N |  | N | Prior to FY1415=NOT required |  | 21.01.16: consolidated multiple lines to one as per the exercise of FAR Cleanse
E00835 | 11-12 | 2011-12-01 | 2016-10-01 |  | Research | Research | Bruker | IR/Raman Spectrometer | IR/Raman Spectrometer | FT-IR &IR Raman Spectrometer and Raman Microscope | Dalton Cumbrian Facility, Room G.006 | Dalton Cumbrian Facility | Ruth Edge | Simon Pimblott | 1 Good | 1 State of art | 3 Research and Teaching | 0.3 | EPS | Dalton Institute | 808785 | Dalton Cumbria Facility | 3a1 | 3. Materials Characterisation | A. Spectroscopy | 1. Raman | y | yes | 2016-07-01 | Confirmed by Vikki Fellows with signed verification form | as per FY1516 YrEnd Verification & Impairments Exercise in Jul'16 | R114867 | R114867 | 9011 | R114867 | 6520 | 9013 | 03 | 164880 | 159194.4828 | 5685.5172 | 0 | 2842.7586 | 164880 | [12 empty] | 164880 | 156351.7241 |  | 2842.7586 | [23 empty] | 159194.4828 | 58 | 5 | Mainframe computers & propriety software |  | N |  | N |  | N |  | N |  | Y |  |  | 08.07.16: UEL amended as per Jun16 FAR review by EPS
E00835 | 11-12 | 2011-12-01 | 2016-12-01 06:00 |  | Part Funded | University Funded | Bruker | IR/Raman Spectrometer | IR/Raman Spectrometer | FT-IR &IR Raman Spectrometer and Raman Microscope | Dalton Cumbrian Facility, Room G.006 | Dalton Cumbrian Facility | Ruth Edge | Simon Pimblott | 1 Good | 1 State of art | 3 Research and Teaching | 0.3 | EPS | Dalton Institute | 808785 | Dalton Cumbria Facility | 3a1 | 3. Materials Characterisation | A. Spectroscopy | 1. Raman | y | yes | 2016-07-01 | Confirmed by Vikki Fellows with signed verification form | as per FY1516 YrEnd Verification & Impairments Exercise in Jul'16 | FB00138 | FB00138 | 9011 | LA00642 | 6522 | 9013 | 00 | 164880 | 153888 | 10992 | 0 | 2748 | 164880 | [12 empty] | 164880 | 151140 |  | 2748 | [23 empty] | 153888 | 60 | 5 | Mainframe computers & propriety software |  | N |  | N |  | N |  | N |  | Y
E00836 | 11-12 | 2012-07-01 | 2016-07-01 |  | University Funded | University Funded | AB Sciex | Triple TOF 5600 | AB Sciex Ex-demonstration Triple TOF 5600 | AB SCIEX TripleTOF 5600 for PRO Apps | Wolfson Molecular Imaging Centre, 2nd floor room S04/S05 | Wolfson Molecular Imaging Centre | Andrew Williamson | Tony Whetton | 1 Good | 2 Good | 1 Dedicated to particular experiment | 0 | MHS | Cancer & Enabling Sciences | 916139 | WMIC/PICR | 3b3 | 3. Materials Characterisation | B. Spectrometry | 3. Mass Spectrometry | n | In Progress of disposal | Jul'15 | Verified as part of data cleanse exercise (March 2015) | as per return of Jun'15 verification exercise, this is in progress of disposal. Disposal form is expected from MHS. | AA01416 | AA01416 | 9011 | AA01416 | 6522 | 9013 | 00 | 250000 | 250000 | 0 | 0 | 0 | 250000 | [12 empty] | 250000 | 250000 |  | 0 | [23 empty] | 250000 | 48 | 4 | Motor vehicles and other general equipment |  | N |  | N |  | N |  | N | Matter of formula setting - the remaining Depn will be processed in Jul'16 | Y
E00837 | 11-12 | 2012-07-01 | 2014-04-10 |  | Research | Research | Ivium | CompactStat | Ivium CompactStat, IviumStat with Booster | Electrochemical measurements (for characterization and/or production of graphene mainly) | Chemistry building, room 6.08/6.42 | Chemistry Building | Robert Dryfe and Anna Valota | Robert Dryfe | 1 Good | 2 Good | 2 General purpose research | 0.2 | EPS | Chemistry | 915127 | [5 empty] | y |  |  | Data confirmed as part of data cleanse exercise (March 2015). Asset not physically verified. |  | R112109 | R112109 | 9011 | R112109 | 6520 | 9013 | 01 | 10125.49 | 10125.49 | 0 | 0 | 0 | 10125.49 | [12 empty] | 10125.49 | 10125.49 |  | 0 | [23 empty] | 10125.49 | 21 | 2 | Does not match Policy. Check | UEL end dates coincide with the research grant end date, and this may not match the policy | N |  | N |  | N |  | N |  | N | Prior to FY1415=NOT required
E00837 | 11-12 | 2012-07-01 | 2014-04-10 |  | Research | Research | Ivium | CompactStat | Ivium CompactStat, IviumStat with Booster | Electrochemical measurements (for characterization and/or production of graphene mainly) | Chemistry building, room 6.08/6.42 | Chemistry Building | Robert Dryfe and Anna Valota | Robert Dryfe | 1 Good | 2 Good | 2 General purpose research | 0.2 | EPS | Chemistry | 915127 | [5 empty] | y |  |  | Data confirmed as part of data cleanse exercise (March 2015). Asset not physically verified. |  | R113099 | R113099 | 9011 | R113099 | 6520 | 9013 | 01 | 3999.44 | 3999.44 | 0 | 0 | 0 | 3999.44 | [12 empty] | 3999.44 | 3999.44 |  | 0 | [23 empty] | 3999.44 | 21 | 2 | Does not match Policy. Check | UEL end dates coincide with the research grant end date, and this may not match the policy | N |  | N |  | N |  | N |  | N | Prior to FY1415=NOT required
E00837 | 11-12 | 2012-07-01 | 2014-04-10 |  | Part Funded | University Funded | Ivium | CompactStat | Ivium CompactStat, IviumStat with Booster | Electrochemical measurements (for characterization and/or production of graphene mainly) | Chemistry building, room 6.08/6.42 | Chemistry Building | Robert Dryfe and Anna Valota | Robert Dryfe | 1 Good | 2 Good | 2 General purpose research | 0.2 | EPS | Chemistry | 915127 | [5 empty] | y |  |  | Data confirmed as part of data cleanse exercise (March 2015). Asset not physically verified. |  | FC00066 | FC00066 | 9011 | FC00066 | 6522 | 9013 | 00 | 17999.05 | 17999.05 | 0 | 0 | 0 | 17999.05 | [12 empty] | 17999.05 | 17999.05 |  | 0 | [23 empty] | 17999.05 | 21 | 2 | Does not match Policy. Check | UEL end dates coincide with the research grant end date, and this may not match the policy | N |  | N |  | N |  | N |  | N | Prior to FY1415=NOT required
E00838 | 11-12 | 2012-03-01 | 2016-03-01 |  | University Funded | University Funded | Stienway |  | Steinway Model D Piano | Model D Grand Piano (serial 590306) | Martin Harris Centre Cosmo Rodewald Concert Hall | Martin Harris Centre | SAHC - MHC | SAHC - MHC | 1 Good | 1 State of art | 3 Research and Teaching | 0.1 | Humanities | School of Arts, Languages and Cultures | [6 empty] | y | Yes | 2016-07-01 | Confirmed by Ian Rodd via signed verification form | as per FY1516 YrEnd Verification & Impairments Exercise in Jul'16 | AA02758 | AA02758 | 9011 | AA02758 | 6522 | 9013 | 00 | 100999.99 | 100999.99 | 0 | 0 | 0 | 100999.99 | [12 empty] | 100999.99 | 100999.99 |  | 0 | [23 empty] | 100999.99 | 48 | 4 | Motor vehicles and other general equipment |  | N |  | N |  | N |  | N |  | Y
E00839 | 11-12 | 2012-07-01 | 2016-07-01 |  | University Funded | University Funded |  |  | microscope imaging sysyem M205 FA | Leica M205 FA - M205FA motorised stereo microscope | Michael Smith D2241 | Michael Smith Building | Robert Lea and Nancy Papalopulu | Robert Lea and Nancy Papalopulu | 1 Good | 2 Good | 2 General purpose research | 0 | FLS | Life Sciences | 910113 |  | 3d3 | 3. Materials Characterisation | D. Optical Microscopy | 3. Transmission | y |  |  | Verified as part of data cleanse exercise (March 2015) |  | AA08346 | AA08346 | 9011 | AA00158 | 6522 | 9013 | 00 | 29595 | 29595 | 0 | 0 | 0 | 29595 | [12 empty] | 29595 | 29595 |  | 0 | [23 empty] | 29595 | 48 | 4 | Motor vehicles and other general equipment |  | N |  | N |  | N |  | N | Matter of formula setting - the remaining Depn will be processed in Jul'16 | N | Prior to FY1415=NOT required
E00841 | 11-12 | 2012-07-01 | 2015-07-01 18:00 |  | Research | Research | Zeiss | Autoimager Z2 | Zeiss Autoimager Z2 fluorescent microscope s/n 3523000498 | General fluorescence microscopy | The Michael Smith Building, D2509 | Michael Smith Building | Shane Herbert | Shane Herbert | 1 Good | 1 State of art | 1 Dedicated to particular experiment | 0 | FLS | Life Sciences | 922539 |  | 3d1 | 3. Materials Characterisation | D. Optical Microscopy | 1. Confocal | y |  |  | Verified as part of data cleanse exercise (March 2015) |  | R113674 | R113674 | 9011 | R113674 | 6520 | 9013 | 31 | 90613.4 | 90613.4 | 0 | 0 | 0 | 90613.4 | [12 empty] | 90613.4 | 90613.4 |  | 0 | [23 empty] | 90613.4 | 36 | 3 | Equipment acquired for specific research projects |  | N |  | N |  | N |  | N |  | N | Prior to FY1415=NOT required |  | 21.01.16: consolidated multiple lines to one as per the exercise of FAR Cleanse
E00841 | 11-12 | 2012-07-01 | 2015-07-01 18:00 |  | Part Funded | University Funded | Zeiss | Autoimager Z2 | Zeiss Autoimager Z2 fluorescent microscope s/n 3523000498 | General fluorescence microscopy | The Michael Smith Building, D2509 | Michael Smith Building | Shane Herbert | Shane Herbert | 1 Good | 1 State of art | 1 Dedicated to particular experiment | 0 | FLS | Life Sciences | 922539 |  | 3d1 | 3. Materials Characterisation | D. Optical Microscopy | 1. Confocal | y |  |  | Verified as part of data cleanse exercise (March 2015) |  | AA00010 | AA00010 | 9011 | AA00158 | 6522 | 9013 | 00 | 73125 | 73125 | 0 | 0 | 0 | 73125 | [12 empty] | 73125 | 73125 |  | 0 | [23 empty] | 73125 | 36 | 3 | Equipment acquired for specific research projects |  | N |  | N |  | N |  | N |  | N | Prior to FY1415=NOT required |  | 21.01.16: consolidated multiple lines to one as per the exercise of FAR Cleanse
E00842 | 11-12 | 2012-07-01 | 2015-07-01 18:00 |  | University Funded | University Funded | Agilent | B1500 | Agilent B1500 | Agilent B1500 |  |  |  |  | 1 Good | 2 Good |  | 0 | EPS | Chemistry | 927769 | [5 empty] | y |  |  | Data confirmed as part of data cleanse exercise (March 2015). Asset not physically verified. |  | FA01557 | FA01557 | 9011 | FA01557 | 6522 | 9013 | 00 | 31740.58 | 31740.58 | 0 | 0 | 0 | 31740.58 | [12 empty] | 31740.58 | 31740.58 |  | 0 | [23 empty] | 31740.58 | 36 | 3 | Equipment acquired for specific research projects |  | N |  | N |  | N |  | N |  | N | Prior to FY1415=NOT required
E00843 | 11-12 | 2012-07-01 | 2020-07-01 |  | University Funded | University Funded |  |  | IT Project (wifi | Aruba Networks AP105 and AP135 access points and access controllers | Access controllers in Kilburn and Reynolds Datacentres and access point across campus (locations documented with Estates) |  | Darren Hankinson |  | 1 Good | 1 State of art | 3 Research and Teaching |  | PSS | ITS | Various | [5 empty] | y | yes | 2016-07-01 | Confirmed by J.Bird with signed verification form | as per FY1516 YrEnd Verification & Impairments Exercise in Jul'16 | LA00569 | LA00569 | 9011 | LA00642 | 6522 | 9013 | 00 | 866532.61 | 442292.6864 | 424239.9236 | 0 | 9026.3814 | 866532.61 | [12 empty] | 866532.61 | 433266.305 |  | 9026.3814 | [23 empty] | 442292.6864 | 96 | 8 | Computer software |  | N |  | N |  | N |  | N |  | Y |  |  | Not appropriate for consolidation of multi lines due to this ITS project has diff.comm.date for costs incurred in each FY.
E00843 | 11-12 | 2013-07-01 | 2021-07-01 |  | University Funded | University Funded |  |  | IT Project (wifi | Aruba Networks AP105 and AP135 access points and access controllers | Access controllers in Kilburn and Reynolds Datacentres and access point across campus (locations documented with Estates) |  | Darren Hankinson |  | 1 Good | 1 State of art | 3 Research and Teaching |  | PSS | ITS | Various | [5 empty] | y | yes | 2016-07-01 | Confirmed by J.Bird with signed verification form | as per FY1516 YrEnd Verification & Impairments Exercise in Jul'16 | LA00569 | LA00569 | 9011 | LA00642 | 6522 | 9013 | 00 | 1636493.24 | 630731.7696 | 1005761.4704 | 0 | 17046.8046 | 1636493.24 | [12 empty] | 1636493.24 | 613684.965 |  | 17046.8046 | [23 empty] | 630731.7696 | 96 | 8 | Computer software |  | N |  | N |  | N |  | N |  | Y |  |  | Not appropriate for consolidation of multi lines due to this ITS project has diff.comm.date for costs incurred in each FY.
E00843 | 13-14 | 2014-07-01 | 2022-07-01 |  | University Funded | University Funded |  |  | IT Project (wifi | Aruba Networks AP105 and AP135 access points and access controllers | Access controllers in Kilburn and Reynolds Datacentres and access point across campus (locations documented with Estates) |  | Darren Hankinson |  | 1 Good | 1 State of art | 3 Research and Teaching |  | PSS | ITS | Various | [5 empty] | y | yes | 2016-07-01 | Confirmed by J.Bird with signed verification form | as per FY1516 YrEnd Verification & Impairments Exercise in Jul'16 | LA00569 | LA00569 | 9011 | LA00642 | 6522 | 9013 | 00 | 3142416.38 | 818337.599 | 2324078.781 | 0 | 32733.504 | 3142416.38 | [12 empty] | 3142416.38 | 785604.095 |  | 32733.504 | [23 empty] | 818337.599 | 96 | 8 | Computer software |  | N |  | N |  | N |  | N |  | Y |  |  | Not appropriate for consolidation of multi lines due to this ITS project has diff.comm.date for costs incurred in each FY.
E00844 | 11-12 | 2012-07-01 | 2014-02-12 |  | Part Funded | Other |  |  | Multimode8-U-NSV | Bruker AFM upgrade | the Mill, Rm D22, Level D | The Mill | [5 empty] | 0 | EPS | Materials | 916775 | [5 empty] | y | yes | 2015-07-01 | PAUL JORDAN/JOHN GOODIER | as per Jun'15 verification exercise for FY14-15 YrEnd | P111797 | P111797 | 9011 | P111797 | 6521 | 9013 | 04 | 52000 | 52000 | 0 | 0 | 0 | 52000 | [12 empty] | 52000 | 52000 |  | 0 | [23 empty] | 52000 | 19 | 2 | Does not match Policy. Check | Fully written down - thus will not be reviewed any further | N |  | N |  | N |  | N |  | Y |  |  | 27.01.16: consolidated multiple lines to one as per the FAR Cleanse exercise
E00844 | 11-12 | 2012-07-01 | 2014-02-12 |  | Part Funded | Other |  |  | Multimode8-U-NSV | Bruker AFM upgrade | the Mill, Rm D22, Level D | The Mill | [5 empty] | 0 | EPS | Materials | 916775 | [5 empty] | y | yes | 2015-07-01 | PAUL JORDAN/JOHN GOODIER | as per Jun'15 verification exercise for FY14-15 YrEnd | P114141 | P114141 | 9011 | P114141 | 6521 | 9013 | 09 | 3045 | 3045 | 0 | 0 | 0 | 3045 | [12 empty] | 3045 | 3045 |  | 0 | [23 empty] | 3045 | 19 | 2 | Does not match Policy. Check | Fully written down - thus will not be reviewed any further | N |  | N |  | N |  | N |  | Y
E00844 | 12-13 | 2012-07-01 | 2014-02-12 |  | Part Funded | Endowment |  |  | Multimode8-U-NSV | Bruker AFM upgrade | the Mill, Rm D22, Level D | The Mill | [5 empty] | 0 | EPS | Materials | 916775 | [5 empty] | y | yes | 2015-07-01 | PAUL JORDAN/JOHN GOODIER | as per Jun'15 verification exercise for FY14-15 YrEnd | WK00892 | WK00892 | 9011 | WK00892 | 6521 | 9013 | 09 | 31955.16 | 31955.16 | 0 | 0 | 0 | 31955.16 | [12 empty] | 31955.16 | 31955.16 |  | 0 | [23 empty] | 31955.16 | 19 | 2 | Does not match Policy. Check | Fully written down - thus will not be reviewed any further | N |  | N |  | N |  | N |  | Y |  |  | 27.01.16: consolidated multiple lines to one as per the FAR Cleanse exercise
E00846 | 11-12 | 2012-07-01 | 2016-07-01 |  | Part Funded | University Funded | Rogue Research, Canada | Brainsight 2.2.9 | Pobric Equip | Brainsight 2 Neuronavigator, secondary coil tracker and table mounted chin rest | Zochonis bldg, 1/f, Rm109 | Zochonis Building | Gorana Pobric | Gorana Pobric | 1 Good | 1 State of art | 1 Dedicated to particular experiment | 0 | MHS | Psychological Sciences | 884322 | Neurostimuiation Lab | 4G7 | 4. Sample Measurement/Analysis | G. Bio-Medical | 7. Optical | y |  |  |  |  | AA10460 | AA10460 | 9011 | AA10460 | 6522 | 9013 | 00 | 18005 | 18005 | 0 | 0 | 0 | 18005 | [12 empty] | 18005 | 18005 |  | 0 | [23 empty] | 18005 | 48 | 4 | Motor vehicles and other general equipment |  | N |  | N |  | N |  | N | Matter of formula setting - the remaining Depn will be processed in Jul'16 | N | Prior to FY1415=NOT required |  | 27.01.16: consolidated multiple lines to one as per the FAR Cleanse exercise
E00846 | 12-13 | 2012-07-01 | 2016-07-01 |  | Part Funded | Research | Rogue Research, Canada | Brainsight 2.2.9 | Pobric Equip | Brainsight 2 Neuronavigator, secondary coil tracker and table mounted chin rest | Zochonis bldg, 1/f, Rm109 | Zochonis Building | Gorana Pobric | Gorana Pobric | 1 Good | 1 State of art | 1 Dedicated to particular experiment | 0 | MHS | Psychological Sciences | 884322 | Neurostimuiation Lab | 4G7 | 4. Sample Measurement/Analysis | G. Bio-Medical | 7. Optical | y |  |  | Confirmed as part of data cleanse exercise (March 15) |  | R114610 | R114610 | 9011 | R114610 | 6520 | 9013 | 01 | 18005 | 18005 | 0 | 0 | 0 | 18005 | [12 empty] | 18005 | 18005 |  | 0 | [23 empty] | 18005 | 48 | 4 | Motor vehicles and other general equipment |  | N |  | N |  | N |  | N | Matter of formula setting - the remaining Depn will be processed in Jul'16 | N | Prior to FY1415=NOT required
E00847 | 11-12 | 2012-07-01 | 2016-10-01 |  | Research | Research | Micrometrics | BET TriStar II 3020 | BET TriStar II 3020 | Surface Area and Porosity System | Dalton Cumbrian Facility, Room G.008 | Dalton Cumbrian Facility | Ruth Edge | Simon Pimblott | 1 Good | 2 Good | 3 Research and Teaching | 0.3 | EPS | Dalton Institute | 918220 | Dalton Cumbria Facility | 3g2 | 3. Materials Characterisation | G. Surface analysis | 2. Adsorption | y | yes | 2016-07-01 | Confirmed by Vikki Fellows with signed verification form | as per FY1516 YrEnd Verification & Impairments Exercise in Jul'16 | R114867 | R114867 | 9011 | R114867 | 6520 | 9013 | 03 | 44114.36 | 42384.3851 | 1729.9749 | 0 | 864.9875 | 44114.36 | [12 empty] | 44114.36 | 41519.3976 |  | 864.9875 | [23 empty] | 42384.3851 | 51 | 4 | Motor vehicles and other general equipment |  | N |  | N |  | N |  | N | Matter of formula setting - the remaining Depn will be processed in Jul'16 | Y |  |  | 27.01.16: consolidated multiple lines to one as per the FAR Cleanse exercise. 08.07.16: UEL amended as per Jun16 FAR review by EPS
E00847 | 11-12 | 2012-07-01 | 2016-07-01 |  | Part Funded | University Funded | Micrometrics | BET TriStar II 3020 | BET TriStar II 3020 | Surface Area and Porosity System | Dalton Cumbrian Facility, Room G.008 | Dalton Cumbrian Facility | Ruth Edge | Simon Pimblott | 1 Good | 2 Good | 3 Research and Teaching | 0.3 | EPS | Dalton Institute | 918220 | Dalton Cumbria Facility | 3g2 | 3. Materials Characterisation | G. Surface analysis | 2. Adsorption | y | yes | 2016-07-01 | Confirmed by Vikki Fellows with signed verification form | as per FY1516 YrEnd Verification & Impairments Exercise in Jul'16 | FB00138 | FB00138 | 9011 | LA00642 | 6522 | 9013 | 00 | 0 | 0 | 0 | 0 | 0 | 0 | [12 empty] | 0 | 0 |  | 0 | [23 empty] | 0 | 48 | 4 | Motor vehicles and other general equipment |  | N |  | N |  | N |  | N |  | Y |  |  | 27.01.16: consolidated multiple lines to one as per the FAR Cleanse exercise
E00848 | 11-12 | 2012-05-01 | 2015-06-01 |  | University Funded | University Funded | ResLab, CoreLab | CPPP-200, ARS-300 | Core Lab CPPP-200 Capillary pressure and ARS-300 resistivity system | Teaching (MSc Petroleum Geoscience, BEng/MEng Petroleum Engineering) and research (MSc, PhD) | Williamson, 2.73 | Williamson Building | Cathy Hollis | Cathy Hollis | 1 Good | 2 Good | 3 Research and Teaching | 0.5 | EPS | SEAES | 851412 |  | 3M1 | 3. Materials Characterisation | M. Physical Properties | 1. Particle Size Analysis | y | yes | 2016-07-01 | Confirmed by Vikki Fellows with signed verification form | as per FY1516 YrEnd Verification & Impairments Exercise in Jul'16 | FA00585 | FA00585 | 9011 | FA00585 | 6522 | 9013 | 00 | 45221.52 | 45221.52 | 0 | 0 | 0 | 45221.52 | [12 empty] | 45221.52 | 45221.52 |  | 0 | [23 empty] | 45221.52 | 37 | 3 | Equipment acquired for specific research projects |  | N |  | N |  | N |  | N |  | Y | Prior to FY1415=NOT required
E00850 | 11-12 | 2012-09-01 | 2016-09-01 |  | University Funded | University Funded |  |  | DN300 Absorption Column | Pilot Plant Equuipment | James Chadwick Building | James Chadwick Building | Edward Roberts | Edward Roberts | 1 Good | 1 State of art | 3 Research and Teaching | 0 | EPS | CEAS | 955012 / 1009889 | [5 empty] | y | Yes | 2016-07-01 | confirmed by signed year-end verification form | as per Jun'16 verification exercise for FY15-16 YrEnd | AA02833 | AA02833 | 9011 | AA02833 | 6522 | 9013 | 00 | 126207.74 | 123578.4121 | 2629.3279 | 0 | 2629.3279 | 126207.74 | [12 empty] | 126207.74 | 120949.0842 |  | 2629.3279 | [23 empty] | 123578.4121 | 48 | 4 | Motor vehicles and other general equipment |  | N |  | N |  | N |  | Y |  | Y |  |  | 27.01.16: consolidated multiple lines to one as per the FAR Cleanse exercise
E00851 | 11-12 | 2012-07-01 | 2013-01-31 |  | Research | Research | Phenom |  | Phenom Desktop SEM | Phenom Desktop SEM | Material Science Building | Materials Science Building | Sandra Downes | Sandra Downes | 1 Good | 2 Good | 3 Research and Teaching | 0 | EPS | Materials | 934599 | [5 empty] | y | yes | 2015-07-01 | PAUL JORDAN/JOHN GOODIER | as per Jun'15 verification exercise for FY14-15 YrEnd | R113488 | R113488 | 9011 | R113488 | 6520 | 9013 | 01 | 16925 | 16925 | 0 | 0 | 0 | 16925 | [12 empty] | 16925 | 16925 |  | 0 | [23 empty] | 16925 | 7 | 1 | Does not match Policy. Check | UEL end dates coincide with the research grant end date, and this may not match the policy | N |  | N |  | N |  | N |  | Y
E00851 | 11-12 | 2012-07-01 | 2012-09-30 |  | Research | Research | Phenom |  | Phenom Desktop SEM | Phenom Desktop SEM | Material Science Building | Materials Science Building | Sandra Downes | Sandra Downes | 1 Good | 2 Good | 3 Research and Teaching | 0 | EPS | Materials | 934599 | [5 empty] | y | yes | 2015-07-01 | PAUL JORDAN/JOHN GOODIER | as per Jun'15 verification exercise for FY14-15 YrEnd | R111798 | R111798 | 9011 | R111798 | 6520 | 9013 | 05 | 10000 | 10000 | 0 | 0 | 0 | 10000 | [12 empty] | 10000 | 10000 |  | 0 | [23 empty] | 10000 | 3 | 0 | Does not match Policy. Check | UEL end dates coincide with the research grant end date, and this may not match the policy | N |  | N |  | N |  | N |  | Y |  |  | 27.01.16: consolidated multiple lines to one as per the FAR Cleanse exercise
E00851 | 11-12 | 2012-07-01 | 2014-05-31 |  | Research | Research | Phenom |  | Phenom Desktop SEM | Phenom Desktop SEM | Material Science Building | Materials Science Building | Sandra Downes | Sandra Downes | 1 Good | 2 Good | 3 Research and Teaching | 0 | EPS | Materials | 934599 | [5 empty] | y | yes | 2015-07-01 | PAUL JORDAN/JOHN GOODIER | as per Jun'15 verification exercise for FY14-15 YrEnd | R113179 | R113179 | 9011 | R113179 | 6520 | 9013 | 01 | 10000 | 10000 | 0 | 0 | 0 | 10000 | [12 empty] | 10000 | 10000 |  | 0 | [23 empty] | 10000 | 23 | 2 | Does not match Policy. Check | UEL end dates coincide with the research grant end date, and this may not match the policy | N |  | N |  | N |  | N |  | Y
E00851 | 11-12 | 2012-07-01 | 2013-11-29 |  | Research | Research | Phenom |  | Phenom Desktop SEM | Phenom Desktop SEM | Material Science Building | Materials Science Building | Sandra Downes | Sandra Downes | 1 Good | 2 Good | 3 Research and Teaching | 0 | EPS | Materials | 934599 | [5 empty] | y | yes | 2015-07-01 | PAUL JORDAN/JOHN GOODIER | as per Jun'15 verification exercise for FY14-15 YrEnd | R114157 | R114157 | 9011 | R114157 | 6520 | 9013 | 01 | 5000 | 5000 | 0 | 0 | 0 | 5000 | [12 empty] | 5000 | 5000 |  | 0 | [23 empty] | 5000 | 17 | 1 | Does not match Policy. Check | UEL end dates coincide with the research grant end date, and this may not match the policy | N |  | N |  | N |  | N |  | Y
E00851 | 11-12 | 2012-07-01 | 2012-09-30 |  | Part Funded | University Funded | Phenom |  | Phenom Desktop SEM | Phenom Desktop SEM | Material Science Building | Materials Science Building | Sandra Downes | Sandra Downes | 1 Good | 2 Good | 3 Research and Teaching | 0 | EPS | Materials | 934599 | [5 empty] | y | yes | 2015-07-01 | PAUL JORDAN/JOHN GOODIER | as per Jun'15 verification exercise for FY14-15 YrEnd | AA03189 | AA03189 | 9011 | AA03189 | 6522 | 9013 | 00 | 5000 | 5000 | 0 | 0 | 0 | 5000 | [12 empty] | 5000 | 5000 |  | 0 | [23 empty] | 5000 | 3 | 0 | Does not match Policy. Check | Fully written down - thus will not be reviewed any further | N |  | N |  | N |  | N |  | Y
E00852 | 11-12 | 2012-07-01 | 2012-07-31 |  | Part Funded | Other |  |  | IRB 360-1/1130 FlexPicker™. 4 Axis robot | Robotic Food Handeling Equipment | Control Systems Group, exact location to be defined, Sackville Street Building | Sackville Street Building | Bruce Grieve | Bruce Grieve | 1 Good | 1 State of art | 3 Research and Teaching | 0.2 | EPS | EEE | 962219 | [5 empty] | y |  |  | Data confirmed as part of data cleanse exercise (March 2015). Asset not physically verified. |  | P114837 | P114837 | 9011 | P114837 | 6521 | 9013 | 09 | 23000 | 23000 | 0 | 0 | 0 | 23000 | [12 empty] | 23000 | 23000 |  | 0 | [23 empty] | 23000 | 1 | 0 | Does not match Policy. Check | Fully written down - thus will not be reviewed any further | N |  | N |  | N |  | N |  | N | Prior to FY1415=NOT required |  | 27.01.16: consolidated multiple lines to one as per the FAR Cleanse exercise
E00852 | 11-12 | 2012-07-01 | 2012-07-31 |  | Part Funded | Other |  |  | IRB 360-1/1130 FlexPicker™. 4 Axis robot | Robotic Food Handeling Equipment | Control Systems Group, exact location to be defined, Sackville Street Building | Sackville Street Building | Bruce Grieve | Bruce Grieve | 1 Good | 1 State of art | 3 Research and Teaching | 0.2 | EPS | EEE | 962219 | [5 empty] | y |  |  | Data confirmed as part of data cleanse exercise (March 2015). Asset not physically verified. |  | P114648 | P114648 | 9011 | P114648 | 6521 | 9013 | 09 | 6988 | 6988 | 0 | 0 | 0 | 6988 | [12 empty] | 6988 | 6988 |  | 0 | [23 empty] | 6988 | 1 | 0 | Does not match Policy. Check | Fully written down - thus will not be reviewed any further | N |  | N |  | N |  | N |  | N | Prior to FY1415=NOT required |  | 27.01.16: consolidated multiple lines to one as per the FAR Cleanse exercise
E00853 | 11-12 | 2012-07-01 | 2013-12-31 |  | Research | Research | Illumina | HiSeq 2500 | HiSeq 2000 with 2500 upgrade and cBot | Next generation sequencer. It is used to sequence DNA, specifically in our case exomes and gene panels. | St Marys Hospital - Room L.6.CV.004 | St Mary's Hospital | James O'Sullivan | James O'Sullivan | 1 Good | 1 State of art | 2 General purpose research | 0 | MHS | Biomedicine | 953312 | DNA Sequencinghttp://www.manchester.ac.uk/research/directory/facilities/atoz/index.htm?id=45336 | 4F3 | 4. Sample Measurement/Analysis | F. Proteins/Nucleic Acids | 3. Sequencers | y | yes | 2012-09-25 | Data confirmed as part of data cleanse exercise (March 2015). Asset not physically verified. |  | R114868 | R114868 | 9011 | R114868 | 6520 | 9013 | 26 | 174608.7 | 174608.7 | 0 | 0 | 0 | 174608.7 | [12 empty] | 174608.7 | 174608.7 |  | 0 | [23 empty] | 174608.7 | 18 | 2 | Does not match Policy. Check | UEL end dates coincide with the research grant end date, and this may not match the policy | N |  | N |  | N |  | N |  | Y |  |  | 27.01.16: consolidated multiple lines to one as per the FAR Cleanse exercise
E00853 | 11-12 | 2012-07-01 | 2013-12-31 |  | Part Funded | University Funded | Illumina | HiSeq 2500 | HiSeq 2000 with 2500 upgrade and cBot | Next generation sequencer. It is used to sequence DNA, specifically in our case exomes and gene panels. | St Marys Hospital - Room L.6.CV.004 | St Mary's Hospital | James O'Sullivan | James O'Sullivan | 1 Good | 1 State of art | 2 General purpose research | 0 | MHS | Biomedicine | 953312 | DNA Sequencinghttp://www.manchester.ac.uk/research/directory/facilities/atoz/index.htm?id=45336 | 4F3 | 4. Sample Measurement/Analysis | F. Proteins/Nucleic Acids | 3. Sequencers | y | yes | 2012-09-25 | Data confirmed as part of data cleanse exercise (March 2015). Asset not physically verified. |  | AA08257 | AA08257 | 9011 | AA08257 | 6522 | 9013 | 00 | 200000 | 200000 | 0 | 0 | 0 | 200000 | [12 empty] | 200000 | 200000 |  | 0 | [23 empty] | 200000 | 18 | 2 | Does not match Policy. Check | Fully written down - thus will not be reviewed any further | N |  | N |  | N |  | N |  | Y |  |  | 27.01.16: consolidated multiple lines to one as per the FAR Cleanse exercise
E00853 | 11-12 | 2012-07-01 | 2013-12-31 |  | Part Funded | University Funded | Illumina | HiSeq 2500 | HiSeq 2000 with 2500 upgrade and cBot | Next generation sequencer. It is used to sequence DNA, specifically in our case exomes and gene panels. | St Marys Hospital - Room L.6.CV.004 | St Mary's Hospital | James O'Sullivan | James O'Sullivan | 1 Good | 1 State of art | 2 General purpose research | 0 | MHS | Biomedicine | 953312 | DNA Sequencinghttp://www.manchester.ac.uk/research/directory/facilities/atoz/index.htm?id=45336 | 4F3 | 4. Sample Measurement/Analysis | F. Proteins/Nucleic Acids | 3. Sequencers | y | yes | 2012-09-25 | Data confirmed as part of data cleanse exercise (March 2015). Asset not physically verified. |  | AA01407 | AA01407 | 9011 | AA01407 | 6522 | 9013 | 00 | 164000 | 164000 | 0 | 0 | 0 | 164000 | [12 empty] | 164000 | 164000 |  | 0 | [23 empty] | 164000 | 18 | 2 | Does not match Policy. Check | Fully written down - thus will not be reviewed any further | N |  | N |  | N |  | N |  | Y |  |  | 27.01.16: consolidated multiple lines to one as per the FAR Cleanse exercise
E00854 | 12-13 | 2012-07-01 | 2014-02-12 |  | Part Funded | Endowment | Uniscan | M370 | Uniscan Model 370 electrochemical workstation | Uniscan Model 370 electrochemical workstation | [7 empty] | 0 | EPS | Materials | 954264 | [5 empty] | y |  |  |  |  | WK00892 | WK00892 | 9011 | WK00892 | 6521 | 9013 | 09 | 66000 | 66000 | 0 | 0 | 0 | 66000 | [12 empty] | 66000 | 66000 |  | 0 | [23 empty] | 66000 | 19 | 2 | Does not match Policy. Check | Fully written down - thus will not be reviewed any further | N |  | N |  | N |  | N |  | N | Prior to FY1415=NOT required |  | 27.01.16: consolidated multiple lines to one as per the FAR Cleanse exercise
E00855 | 11-12 | 2012-07-01 | 2016-07-01 |  | University Funded | University Funded | Leica Microsystems | DM ILED | Leica DM IL LED Fluo | Leica DM IL LED Fluo | C3216 & C3212 Michael Smith Building | Michael Smith Building | Stephen Whittaker | Cay Kielty and Sue Kimber | 1 Good | 2 Good | 2 General purpose research | 0 | FLS | Life Sciences | 973065 | Induced Pluripotent Stem Cell Facility | 3D8 | 3. Materials Characterisation | D. Optical Microscopy | 8. Stereo | n |  |  | Verified as part of data cleanse exercise (March 2015) |  | FB00169 | FB00169 | 9011 | FB00169 | 6522 | 9013 | 00 | 22104.68 | 22104.68 | 0 | 0 | 0 | 22104.68 | [12 empty] | 22104.68 | 22104.68 |  | 0 | [23 empty] | 22104.68 | 48 | 4 | Motor vehicles and other general equipment |  | N |  | N |  | N |  | N | Matter of formula setting - the remaining Depn will be processed in Jul'16 | N | Prior to FY1415=NOT required
E00855 | 11-12 | 2012-07-01 | 2016-07-01 |  | University Funded | University Funded | Leica Microsystems | DM ILED | Leica DM IL LED Fluo | Leica DM IL LED Fluo | C3216 & C3212 Michael Smith Building | Michael Smith Building | Stephen Whittaker | Cay Kielty and Sue Kimber | 1 Good | 2 Good | 2 General purpose research | 0 | FLS | Life Sciences | 973065 | Induced Pluripotent Stem Cell Facility | 3D8 | 3. Materials Characterisation | D. Optical Microscopy | 8. Stereo | n |  |  | Verified as part of data cleanse exercise (March 2015) |  | AA00010 | AA00010 | 9011 | AA00158 | 6522 | 9013 | 00 | 22104.61 | 22104.61 | 0 | 0 | 0 | 22104.61 | [12 empty] | 22104.61 | 22104.61 |  | 0 | [23 empty] | 22104.61 | 48 | 4 | Motor vehicles and other general equipment |  | N |  | N |  | N |  | N | Matter of formula setting - the remaining Depn will be processed in Jul'16 | N | Prior to FY1415=NOT required
E00855 | 11-12 | 2012-07-01 | 2016-07-01 |  | University Funded | University Funded | Leica Microsystems | DM ILED | Leica DM IL LED Fluo | Leica DM IL LED Fluo | C3216 & C3212 Michael Smith Building | Michael Smith Building | Stephen Whittaker | Cay Kielty and Sue Kimber | 1 Good | 2 Good | 2 General purpose research | 0 | FLS | Life Sciences | 973065 | Induced Pluripotent Stem Cell Facility | 3D8 | 3. Materials Characterisation | D. Optical Microscopy | 8. Stereo | n |  |  | Verified as part of data cleanse exercise (March 2015) |  | AA09933 | AA09933 | 9011 | AA00158 | 6522 | 9013 | 00 | 3134.66 | 3134.66 | 0 | 0 | 0 | 3134.66 | [12 empty] | 3134.66 | 3134.66 |  | 0 | [23 empty] | 3134.66 | 48 | 4 | Motor vehicles and other general equipment |  | N |  | N |  | N |  | N | Matter of formula setting - the remaining Depn will be processed in Jul'16 | N | Prior to FY1415=NOT required
E00856 | 11-12 | 2012-09-01 | 2016-09-01 |  | University Funded | University Funded |  |  | MM-12-TM-12 - Trityl monitor | MM-12-TM-12 - Trityl monitor | MIB - Room 1061 | MIB Building |  |  | 1 Good | 2 Good |  |  | EPS | Faculty Office Dean | 971007 | [5 empty] | y |  |  | Data confirmed as part of data cleanse exercise (March 2015). Asset not physically verified. |  | AA10831 | AA10831 | 9011 | AA10831 | 6522 | 9013 | 00 | 67740.67 | 66329.406 | 1411.264 | 0 | 1411.264 | 67740.67 | [12 empty] | 67740.67 | 64918.1421 |  | 1411.264 | [23 empty] | 66329.406 | 48 | 4 | Motor vehicles and other general equipment |  | N |  | N |  | N |  | Y |  | N | Prior to FY1415=NOT required |  | 22.03.16: 'School' reclassed as per JC instruction.
E00857 | 12-13 | 2012-07-01 | 2016-07-01 |  | University Funded | University Funded | DITABIS | Micron Vario HR | Micron Vario High resolution scanner | Micron Vario High resolution scanner | Material science Centre Rm A6 | Materials Science Building | Michael Faulkner | Grace Burke | 1 Good | 1 State of art | 2 General Purpose Research | 0 | EPS | Materials | 967980 |  | 4E5 | 4. Sample Measurement/Analysis | E. Optical | 5. High Resolution Imaging | y | Yes | 2016-07-01 | confirmed by signed year-end verification form | as per Jun'16 verification exercise for FY15-16 YrEnd | AA10819 | AA10819 | 9011 | AA10819 | 6522 | 9013 | 00 | 47196 | 47196 | 0 | 0 | 0 | 47196 | [12 empty] | 47196 | 47196 |  | 0 | [23 empty] | 47196 | 48 | 4 | Motor vehicles and other general equipment |  | N |  | N |  | N |  | N | Matter of formula setting - the remaining Depn will be processed in Jul'16 | Y
E00858 | 12-13 | 2012-10-01 | 2016-10-01 |  | University Funded | University Funded | NanoString | nCounter | nCounter Analysis System | NanoString nCounter system - Digital expression analysis | B.4072 Michael Smith Building | Michael Smith Building | Stacey Holden | Andy Sharrocks | 1 Good | 1 State of art | 2 General purpose research | 0 | FLS | Life Sciences | 994340 | Genomic Technologies Core Facility | 4G5 | 4. Sample Measurement/Analysis | G. Bio-Medical | 5. Cells | y | yes | 2012-11-28 | Verified as part of data cleanse exercise (March 2015) | in Michael Smith Bldg Rm B.4072(1) | AA00010 | AA00010 | 9011 | AA00158 | 6522 | 9013 | 00 | 161964 | 155215.5 | 6748.5 | 0 | 3374.25 | 161964 | [12 empty] | 161964 | 151841.25 |  | 3374.25 | [23 empty] | 155215.5 | 48 | 4 | Motor vehicles and other general equipment |  | N |  | N |  | N |  | N |  | Y
E00859 | 12-13 | 2012-08-01 | 2016-08-01 |  | University Funded | University Funded | Illumina | MiSeq | Illumina MiSeq system | MiSeq - Next generation sequencing | B.4072 Michael Smith Building | Michael Smith Building | Stacey Holden | Andy Sharrocks | 1 Good | 1 State of art | 2 General purpose research | 0 | FLS | Life Sciences | 990981 | Genomic Technologies Core Facility | 4F3 | 4. Sample Measurement/Analysis | F. Proteins/Nucleic Acids | 3. Sequencers | y |  |  | Verified as part of data cleanse exercise (March 2015) |  | AA00010 | AA00010 | 9011 | AA00158 | 6522 | 9013 | 00 | 93539.41 | 93539.41 | 0 | 0 | 1948.7377 | 93539.41 | [12 empty] | 93539.41 | 91590.6723 |  | 1948.7377 | [23 empty] | 93539.41 | 48 | 4 | Motor vehicles and other general equipment |  | N |  | N |  | N |  | N | Remaining NBV will be depreciated in Aug'16 as per the UEL end date | N | Prior to FY1415=NOT required
E00860 | 12-13 | 2012-07-01 | 2016-07-01 |  | University Funded | University Funded | Panalytical | MiniPal 4 EDXRF | Panalytical MiniPal 4 EDXRF machine | Panalytical MiniPal 4 EDXRF machine | Materials Science A Floor | Materials Science Building | Gary Harrison | Robert Cernik | 1 Good | 1 State of art | 2 General Purpose Research | 0 | EPS | Materials | 968532 |  | 3H1 | 3. Materials Characterisation | H. Diffraction | 1. X-ray | y | Yes | 2016-07-01 | confirmed by signed year-end verification form | as per Jun'16 verification exercise for FY15-16 YrEnd | AA10819 | AA10819 | 9011 | AA10819 | 6522 | 9013 | 00 | 31096.8 | 31096.8 | 0 | 0 | 0 | 31096.8 | [12 empty] | 31096.8 | 31096.8 |  | 0 | [23 empty] | 31096.8 | 48 | 4 | Motor vehicles and other general equipment |  | N |  | N |  | N |  | N | Matter of formula setting - the remaining Depn will be processed in Jul'16 | Y
E00861 | 12-13 | 2013-09-01 | 2018-09-01 06:00 |  | University Funded | University Funded |  |  | PODCASTING PROJECT - ITS | 6TB SAN + 6TB Backup £10K (Isilon / EMC VNX 5400), Capture Devices £100K (Mini-ITX / Galicaster), Server hardware £25K (Dell), Software £80K (Entwine LLC), Networking £20K, Signage £10K, AV Integration £30K, Staffing (Y1) £170K | Lecture theatres across campus |  | Shaz Ashraf |  | 1 Good | 1 State of art | 3 Research and Teaching |  | PSS | ITS | 1028801/1125730/various |  | n/a |  |  |  | y | yes | 2016-07-01 | Confirmed by J.Bird with signed verification form | as per FY1516 YrEnd Verification & Impairments Exercise in Jul'16 | LA00602 | LA00602 | 9011 | LA00642 | 6522 | 9013 | 00 | 478396.41 | 279064.5725 | 199331.8375 | 0 | 7973.2735 | 478396.41 | [12 empty] | 478396.41 | 271091.299 |  | 7973.2735 | [23 empty] | 279064.5725 | 60 | 5 | Mainframe computers & propriety software |  | N |  | N |  | N |  | N |  | Y
E00861 | 13-14 | 2014-09-01 | 2017-09-01 |  | University Funded | University Funded |  |  | PODCASTING PROJECT - ITS | 6TB SAN + 6TB Backup £10K (Isilon / EMC VNX 5400), Capture Devices £100K (Mini-ITX / Galicaster), Server hardware £25K (Dell), Software £80K (Entwine LLC), Networking £20K, Signage £10K, AV Integration £30K, Staffing (Y1) £170K | Lecture theatres across campus |  | Shaz Ashraf |  | 1 Good | 1 State of art | 3 Research and Teaching |  | PSS | ITS | 1028801/1125730/various |  | n/a |  |  |  | y | yes | 2016-07-01 | Confirmed by J.Bird with signed verification form | as per FY1516 YrEnd Verification & Impairments Exercise in Jul'16 | LA00602 | LA00602 | 9011 | LA00642 | 6522 | 9013 | 00 | 1020903.16 | 652243.6856 | 368659.4744 | 0 | 28358.4211 | 1020903.16 | [12 empty] | 1020903.16 | 623885.2644 |  | 28358.4211 | [23 empty] | 652243.6856 | 36 | 3 | Equipment acquired for specific research projects |  | N |  | N |  | N |  | N |  | Y |  |  | UEL amended to 3 years as agreed. 07.08.15
E00862 | 12-13 | 2012-07-01 | 2017-07-01 06:00 |  | Part Funded | Other | MiniLab | S025M | MiniLab S025M floor-standing manual RF sputter system | Single 3" cathode sputter system | D13/SSB | Sackville Street Building | Aimin Song | Aimin Song | 1 Good | 3 Adequate | 3 Research and Teaching | 0.1 | EPS | Faculty Office Dean | 976141 |  | 1A3 | 1. Process Equipment – Physical | A. Thin Film Deposition | 3. Sputterer | y |  |  |  |  | P114848 | P114848 | 9011 | P114848 | 6522 | 9013 | 09 | 5798.4 | 4735.36 | 1063.04 | 0 | 96.64 | 5798.4 | [12 empty] | 5798.4 | 4638.72 |  | 96.64 | [23 empty] | 4735.36 | 60 | 5 | Mainframe computers & propriety software |  | N |  | N |  | N |  | N |  | N | Prior to FY1415=NOT required |  | 27.01.16: consolidated multiple lines to one as per the FAR Cleanse exercise. 22.03.16: 'School' reclassed as per JC instruction.
E00862 | 12-13 | 2012-07-01 | 2017-07-01 06:00 |  | Part Funded | Other | MiniLab | S025M | MiniLab S025M floor-standing manual RF sputter system | Single 3" cathode sputter system | D13/SSB | Sackville Street Building | Aimin Song | Aimin Song | 1 Good | 3 Adequate | 3 Research and Teaching | 0.1 | EPS | Faculty Office Dean | 976141 |  | 1A3 | 1. Process Equipment – Physical | A. Thin Film Deposition | 3. Sputterer | y |  |  |  |  | P114860 | P114860 | 9011 | P114860 | 6522 | 9013 | 09 | 36000 | 29400 | 6600 | 0 | 600 | 36000 | [12 empty] | 36000 | 28800 |  | 600 | [23 empty] | 29400 | 60 | 5 | Mainframe computers & propriety software |  | N |  | N |  | N |  | N |  | N | Prior to FY1415=NOT required |  | 27.01.16: consolidated multiple lines to one as per the FAR Cleanse exercise. 22.03.16: 'School' reclassed as per JC instruction.
E00863 | 12-13 | 2013-01-01 | 2013-01-01 |  | Part Funded | University Funded | Thermo/Dionex | ICS-5000, ICS DP Analytical Gradient, AS-AP Autosampler | Ex Demonstration ics 5000 | ICS-5000, ICS DP Analytical Gradient, AS-AP Autosampler | University of Manchster |  | Paul Lythgoe | Kath Morris and Jon Lloyd | 1 Good | 1 State of art | 3 Research and Teaching | 0.2 | EPS | SEAES | 976660 | no | 3L5 | 3. Materials Characterisation | L. Chemical Analysis | 5. Chromatography | y | yes | 2016-07-01 | Confirmed by Vikki Fellows with signed verification form | as per FY1516 YrEnd Verification & Impairments Exercise in Jul'16 | AA06374 | AA06374 | 9011 | AA06374 | 6522 | 9013 | 00 | 39503.1 | 39503.1 | 0 | 0 | 0 | 39503.1 | [12 empty] | 39503.1 | 39503.1 |  | 0 | [23 empty] | 39503.1 | 1 | 0 | Does not match Policy. Check | Commissioning date was later than the grant end date (Per the 408 PA project end date report); thus end date entered = commissioning date. Thus asset is fully written down in line with the end of the grant. | N |  | Y | Commissioning date was later than the grant end date (Per the 408 PA project end date report); thus end date entered = commissioning date. Thus asset is fully written down in line with the end of the grant. | N |  | N |  | Y | Prior to FY1415=NOT required
E00863 | 12-13 | 2013-01-01 | 2013-01-01 |  | Part Funded | Other | Thermo/Dionex | ICS-5000, ICS DP Analytical Gradient, AS-AP Autosampler | Ex Demonstration ics 5000 | ICS-5000, ICS DP Analytical Gradient, AS-AP Autosampler | University of Manchster |  | Paul Lythgoe | Kath Morris and Jon Lloyd | 1 Good | 1 State of art | 3 Research and Teaching | 0.2 | EPS | SEAES | 976660 | no | 3L5 | 3. Materials Characterisation | L. Chemical Analysis | 5. Chromatography | y | yes | 2016-07-01 | Confirmed by Vikki Fellows with signed verification form | as per FY1516 YrEnd Verification & Impairments Exercise in Jul'16 | P112132 | P112132 | 9011 | P112132 | 6522 | 9013 | 03 | 9599.27 | 9599.27 | 0 | 0 | 0 | 9599.27 | [12 empty] | 9599.27 | 9599.27 |  | 0 | [23 empty] | 9599.27 | 1 | 0 | Does not match Policy. Check | Commissioning date was later than the grant end date (Per the 408 PA project end date report); thus end date entered = commissioning date. Thus asset is fully written down in line with the end of the grant. | N |  | Y | Commissioning date was later than the grant end date (Per the 408 PA project end date report); thus end date entered = commissioning date. Thus asset is fully written down in line with the end of the grant. | N |  | N |  | Y | Prior to FY1415=NOT required
E00863 | 12-13 | 2013-01-01 | 2013-12-31 |  | Part Funded | Research | Thermo/Dionex | ICS-5000, ICS DP Analytical Gradient, AS-AP Autosampler | Ex Demonstration ics 5000 | ICS-5000, ICS DP Analytical Gradient, AS-AP Autosampler | University of Manchster |  | Paul Lythgoe | Kath Morris and Jon Lloyd | 1 Good | 1 State of art | 3 Research and Teaching | 0.2 | EPS | SEAES | 976660 | no | 3L5 | 3. Materials Characterisation | L. Chemical Analysis | 5. Chromatography | y | yes | 2016-07-01 | Confirmed by Vikki Fellows with signed verification form | as per FY1516 YrEnd Verification & Impairments Exercise in Jul'16 | R112755 | R112755 | 9011 | R112755 | 6520 | 9013 | 42 | 4999.62 | 4999.62 | 0 | 0 | 0 | 4999.62 | [12 empty] | 4999.62 | 4999.62 |  | 0 | [23 empty] | 4999.62 | 12 | 1 | Does not match Policy. Check | Fully written down - thus will not be reviewed any further | N |  | N |  | N |  | N |  | Y | Prior to FY1415=NOT required
E00863 | 12-13 | 2013-01-01 | 2015-06-30 |  | Part Funded | Research | Thermo/Dionex | ICS-5000, ICS DP Analytical Gradient, AS-AP Autosampler | Ex Demonstration ics 5000 | ICS-5000, ICS DP Analytical Gradient, AS-AP Autosampler | University of Manchster |  | Paul Lythgoe | Kath Morris and Jon Lloyd | 1 Good | 1 State of art | 3 Research and Teaching | 0.2 | EPS | SEAES | 976660 | no | 3L5 | 3. Materials Characterisation | L. Chemical Analysis | 5. Chromatography | y | yes | 2016-07-01 | Confirmed by Vikki Fellows with signed verification form | as per FY1516 YrEnd Verification & Impairments Exercise in Jul'16 | R112062 | R112062 | 9011 | R112062 | 6520 | 9013 | 01 | 5999.69 | 5999.69 | 0 | 0 | 0 | 5999.69 | [12 empty] | 5999.69 | 5999.69 |  | 0 | [23 empty] | 5999.69 | 30 | 2 | Does not match Policy. Check | Fully written down - thus will not be reviewed any further | N |  | N |  | N |  | N |  | Y | Prior to FY1415=NOT required
E00864 | 12-13 | 2011-08-01 | 2015-08-01 |  | University Funded | University Funded | Oxford Instruments | Customized | Customized superconducting magnet system | Customized superconducting magnet system | Schuster Building - Graphene Group | Schuster Building | Prof. Novoselov | Prof. Novoselov | 1 Good | 1 State of art | 1 Dedicated to particular experiment | 0 | EPS | Physics | 996599 |  | 6D6 | 6. Infrastructure | D. Laboratory | 6. Electromagnetic Screening | y | yes | 2013-01-10 | Data confirmed as part of data cleanse exercise (March 2015). Asset not physically verified. |  | WA00860 | WA00860 | 9011 | WA00860 | 6522 | 9013 | 00 | 84864 | 84864 | 0 | 0 | 0 | 84864 | [12 empty] | 84864 | 84864 |  | 0 | [23 empty] | 84864 | 48 | 4 | Motor vehicles and other general equipment |  | N |  | N |  | N |  | N | N/A - formula picking up Aug15 | Y |  |  | 27.01.16: consolidated multiple lines to one as per the FAR Cleanse exercise
E00865 | 12-13 | 2012-06-01 | 2016-06-01 |  | University Funded | University Funded | Oxford Instruments | TEM 350 EDS | Inca Energy TEM 350 EDS System | Inca Energy TEM 350 EDS System | Material Science Centre Rm A13 | Materials Science Building | Michael Faulkner | Grace Burke | 1 Good | 1 State of art | 2 General Purpose Research | 0 | EPS | Materials | 971145 |  | 3E3 | 3. Materials Characterisation | E. Electron/Ion Microscopy | 3. Transmission | y | yes | 2015-07-01 | PAUL JORDAN/JOHN GOODIER | as per Jun'15 verification exercise for FY14-15 YrEnd | AA10819 | AA10819 | 9011 | AA10819 | 6522 | 9013 | 00 | 54594 | 54594 | 0 | 0 | 0 | 54594 | [12 empty] | 54594 | 54594 |  | 0 | [23 empty] | 54594 | 48 | 4 | Motor vehicles and other general equipment |  | N |  | N |  | N |  | N |  | Y
E00867 | 12-13 | 2012-09-01 | 2013-08-01 |  | University Funded | University Funded |  |  | Control Panel | See E00850 | See E00850 |  | See E00850 | See E00850 | See E00850 | See E00850 | See E00850 | See E00850 | EPS | CEAS | See E00850 | [5 empty] | y |  |  | Verified as part of data cleanse exercise (March 2015) |  | AA02833 | AA02833 | 9011 | AA02833 | 6522 | 9013 | 00 | 0 | 0 | 0 | 0 | 0 | 0 | [12 empty] | 0 | 0 |  | 0 | [23 empty] | 0 | 11 | 1 | Does not match Policy. Check | Prior to FY1516 & with zero NBV | N |  | N |  | N |  | N |  | N | Prior to FY1415=NOT required |  | 11.09.15: amended 'End of UEL' to Aug'13 as per cost fully was trf to E00850.
E00868 | 12-13 | 2012-12-01 | 2016-12-01 |  | University Funded | University Funded | GE Healthcare | AKTA purifier UPC10 (single wavelength) 28-9906-78 | 28-9906-78 AKTApurifier 10 UPC | AKTA purifier - to purify proteins using different types of chromatography | MIB 3.046 | MIB Building | Shirley Tait | Nigel Scrutton | 1 Good | 1 State of art | 1 Dedicated to particular experiment |  | FLS | Manchester Institute of Biotechnology | 1018183 | No | 3L5 | 3. Materials Characterisation | L. Chemical Analysis | 5. Chromatography | y | yes | 2015-07-21 | Sophie Chetham | confirmed by email on 21.07.15 | AA00010 | AA00010 | 9011 | AA00158 | 6522 | 9013 | 00 | 26910.77 | 24668.2058 | 2242.5642 | 0 | 560.641 | 26910.77 | [12 empty] | 26910.77 | 24107.5648 |  | 560.641 | [23 empty] | 24668.2058 | 48 | 4 | Motor vehicles and other general equipment |  | N |  | N |  | N |  | N |  | Y
E00869 | 12-13 | 2012-11-01 | 2016-11-01 |  | University Funded | University Funded |  |  | BMG LABTECH PHERAstar FS | BMG Labtech PHERAstar FS - Computer controlled Microplate Reader | MIB Building Room 1.054 | MIB Building | Victoria Jackson | Ross King | 1 Good | 1 State of art | 2 General purpose research | 0 | EPS | Faculty Office Dean | 1022398 | [5 empty] | y |  |  |  |  | AA11159 | AA11159 | 9011 | AA11159 | 6522 | 9013 | 00 | 49230 | 46153.125 | 3076.875 | 0 | 1025.625 | 49230 | [12 empty] | 49230 | 45127.5 |  | 1025.625 | [23 empty] | 46153.125 | 48 | 4 | Motor vehicles and other general equipment |  | N |  | N |  | N |  | N |  | N | Prior to FY1415=NOT required
E00870 | 12-13 | 2011-08-01 | 2015-08-01 |  | University Funded | University Funded | Andeen Hagerling | AH2700A | Capacitance Bridge AH2700A - Cinzia Casiraghi Graphene | Capacitance Bridge AH2700A - Cinzia Casiraghi Graphene | Schuster Building - Graphene Group | Schuster Building | Prof. Novoselov | Prof. Novoselov | 1 Good | 1 State of art | 1 Dedicated to particular experiment | 0 | EPS | Physics | 1022273 |  | 4B4 | 4. Sample Measurement/Analysis | B. Electronic | 4. Oscilloscope | y |  |  | Data confirmed as part of data cleanse exercise (March 2015). Asset not physically verified. |  | WA00860 | WA00860 | 9011 | WA00860 | 6522 | 9013 | 00 | 37878 | 37878 | 0 | 0 | 0 | 37878 | [12 empty] | 37878 | 37878 |  | 0 | [23 empty] | 37878 | 48 | 4 | Motor vehicles and other general equipment |  | N |  | N |  | N |  | N | N/A - formula picking up Aug15 | N | Prior to FY1415=NOT required |  | 27.01.16: consolidated multiple lines to one as per the FAR Cleanse exercise
E00871 | 12-13 | 2013-10-01 | 2017-10-01 |  | University Funded | University Funded |  |  | Equipment installation at George Begg Cafe Pod | Equipment installation at George Begg Cafe Pod |  |  | Alison Aucott | [5 empty] | PSS | Estates | 1008426 | [5 empty] | n |  |  | Verified as part of data cleanse exercise (March 2015) |  | MC00096 | MC00096 | 9011 | MC00096 | 6522 | 9013 | 00 | 33937.2 | 24038.85 | 9898.35 | 0 | 707.025 | 33937.2 | [12 empty] | 33937.2 | 23331.825 |  | 707.025 | [23 empty] | 24038.85 | 48 | 4 | Motor vehicles and other general equipment |  | N |  | N |  | N |  | N |  | N | Prior to FY1415=NOT required
E00872 | 12-13 | 2013-03-01 | 2017-03-01 |  | University Funded | University Funded | Central Compressors Consultants Ltd | Helium Compressor | Central Compressors Consultants Ltd V130-WL | Helium Compressor (Form part of Helium Liquifier Plant) | Schuster Building Sub-Basement | Schuster Building | Stan Gillott and Andrei Golov | Andrei Golov | 1 Good | 1 State of art | 2 General purpose research | 0 | EPS | Physics | 947240/1065705 |  | 6E1 | 6. Infrastructure | E. Cryogenic | 1. Liquefier | y |  |  | Verified as part of data cleanse exercise (March 2015) |  | AA02569 | AA02569 | 9011 | AA02569 | 6522 | 9013 | 00 | 51546.47 | 44029.2765 | 7517.1935 | 0 | 1073.8848 | 51546.47 | [12 empty] | 51546.47 | 42955.3917 |  | 1073.8848 | [23 empty] | 44029.2765 | 48 | 4 | Motor vehicles and other general equipment |  | N |  | N |  | N |  | N |  | N | Prior to FY1415=NOT required
E00873 | 12-13 | 2013-10-01 | 2015-06-01 |  | Research | Research | Renishaw | inVia Reflex Spectrometer | Renishaw inVia Reflex Spectrometer System - Cinzia Casiraghi Graphene | Renishaw inVia Reflex Spectrometer System - Cinzia Casiraghi Graphene | Schuster Bldg Rm B.06 CM Lab | Schuster Building | Prof. Novoselov | Prof. Novoselov | 1 Good | 1 State of art | 1 Dedicated to particular experiment | 0 | EPS | National Graphene Institute | 1007106/1010227 |  | 3B1 | 3. Materials Characterisation | B. Spectrometry | 1. Spectrophotometry | y | yes | 2016-07-01 | Confirmed by Vikki Fellows with signed verification form | as per FY1516 YrEnd Verification & Impairments Exercise in Jul'16 | R115494 | R115494 | 9011 | R115494 | 6520 | 9013 | 01 | 239509.56 | 239509.56 | 0 | 0 | 0 | 239509.56 | [12 empty] | 239509.56 | 239509.56 |  | 0 | [23 empty] | 239509.56 | 20 | 2 | Does not match Policy. Check | UEL end dates coincide with the research grant end date, and this may not match the policy | N |  | N |  | N |  | N |  | Y |  |  | 27.01.16: consolidated multiple lines to one as per the FAR Cleanse exercise
E00875 | 12-13 | 2012-11-01 | 2016-11-01 |  | University Funded | University Funded | MEDRAD | Spectris Solaris EP MR | MEDRAD Spectris Solaris EP MR Injection System | MEDRAD Spectris Solaris EP MR Injection System with ICBC | MR department, WMIC | Wolfson Molecular Imaging Centre | Barry Whitnall | Alan Jackson | 1 Good | 1 State of art | 1 Dedicated to particular experiment | 0.5 | MHS | Institute of Population Health | 1039782 |  | 3C1 | 3. Materials Characterisation | C. Imaging | 1. Magnetic Resonance | n |  |  |  |  | AA03908 | AA03908 | 9011 | AA03908 | 6522 | 9013 | 00 | 26526 | 24868.125 | 1657.875 | 0 | 552.625 | 26526 | [12 empty] | 26526 | 24315.5 |  | 552.625 | [23 empty] | 24868.125 | 48 | 4 | Motor vehicles and other general equipment |  | N |  | N |  | N |  | N |  | N | Prior to FY1415=NOT required
E00877 | 12-13 | 2012-12-01 | 2016-12-01 |  | University Funded | Other | Neuroscan™ | Synamps RT | CURRY NEUROIMAGING SUITE V 7 ACQUISITION AND SIGNAL PROCESSING MODULES. 64 CH SYNAMPS RT EEG/ERP AMPLIFIER. | NEUROSCAN SYNAMPS2 . | BG18, ELLEN WILKINSON BLDG | Ellen Wilkinson Building | KJ MUNRO | KJ MUNRO | 1 Good | 1 State of art | 2 General purpose research | n/a | MHS | Psychological Sciences | 1016466 |  | 3C7 | 3. Materials Characterisation | C. Imaging | 7. Electrical | y |  |  | Confirmed as part of data cleanse exercise (March 15) |  | AA10440 | AA10440 | 9011 | AA10440 | 6522 | 9013 | 09 | 68880 | 63140 | 5740 | 0 | 1435 | 68880 | [12 empty] | 68880 | 61705 |  | 1435 | [23 empty] | 63140 | 48 | 4 | Motor vehicles and other general equipment |  | N |  | N |  | N |  | N |  | N | Prior to FY1415=NOT required
E00878 | 12-13 | 2013-04-01 | 2016-04-01 |  | Part Funded | University Funded | Nikon | XTH225-ST | Nikon XTH225-ST X-Ray Microtomography System | Nikon XTH225-ST X-Ray Microtomography System | Laboratory G-72, the Research Complex at Harwell R-92,Rutherford Appleton Laboratory,Didcot, Oxfordshire, OX11 0FA |  | Robert Cernik | Robert Cernik | 1 Good | 1 State of art | 2 General Purpose Research | 0 | EPS | Materials | 1043218 |  | 3H1 | 3. Materials Characterisation | H. Diffraction | 1. X-ray | y | yes | 2015-07-01 | PAUL JORDAN/JOHN GOODIER | as per Jun'15 verification exercise for FY14-15 YrEnd | AA11157 | AA11157 | 9011 | AA11157 | 6522 | 9013 | 00 | 301200 | 301200 | 0 | 0 | 0 | 301200 | [12 empty] | 301200 | 301200 |  | 0 | [23 empty] | 301200 | 36 | 3 | Equipment acquired for specific research projects |  | N |  | N |  | N |  | N |  | Y
E00878 | 12-13 | 2013-04-01 | 2016-04-01 |  | Part Funded | Research | Nikon | XTH225-ST | Nikon XTH225-ST X-Ray Microtomography System | Nikon XTH225-ST X-Ray Microtomography System | Laboratory G-72, the Research Complex at Harwell R-92,Rutherford Appleton Laboratory,Didcot, Oxfordshire, OX11 0FA |  | Robert Cernik | Robert Cernik | 1 Good | 1 State of art | 2 General Purpose Research | 0 | EPS | Materials | 1043218 |  | 3H1 | 3. Materials Characterisation | H. Diffraction | 1. X-ray | y | yes | 2015-07-01 | PAUL JORDAN/JOHN GOODIER | as per Jun'15 verification exercise for FY14-15 YrEnd | R113104 | R113104 | 9011 | R113104 | 6520 | 9013 | 01 | 62400 | 62400 | 0 | 0 | 0 | 62400 | [12 empty] | 62400 | 62400 |  | 0 | [23 empty] | 62400 | 36 | 3 | Equipment acquired for specific research projects |  | N |  | N |  | N |  | N |  | Y
E00878 | 12-13 | 2013-04-01 | 2016-03-31 |  | Part Funded | Research | Nikon | XTH225-ST | Nikon XTH225-ST X-Ray Microtomography System | Nikon XTH225-ST X-Ray Microtomography System | Laboratory G-72, the Research Complex at Harwell R-92,Rutherford Appleton Laboratory,Didcot, Oxfordshire, OX11 0FA |  | Robert Cernik | Robert Cernik | 1 Good | 1 State of art | 2 General Purpose Research | 0 | EPS | Materials | 1043218 |  | 3H1 | 3. Materials Characterisation | H. Diffraction | 1. X-ray | y | yes | 2015-07-01 | PAUL JORDAN/JOHN GOODIER | as per Jun'15 verification exercise for FY14-15 YrEnd | R114587 | R114587 | 9011 | R114587 | 6520 | 9013 | 52 | 62400 | 62400 | 0 | 0 | 0 | 62400 | [12 empty] | 62400 | 62400 |  | 0 | [23 empty] | 62400 | 36 | 3 | Equipment acquired for specific research projects | UEL end date match to grant end date | N |  | N |  | N |  | N |  | Y |  |  | 26.01.16: Amendment made to UEL End date as per grant ended date
E00879 | 12-13 | 2013-01-01 | 2017-01-01 |  | Other | HEFCE | illumina | HiSeq | Illumina HiSeq | Next Generation Sequencing | PICR - MBCF RG3 | Paterson Building | Stuart Pepper | Stuart Pepper | 1 Good | 1 State of art | 2 General purpose research | 0.1 | MHS | Cancer Research UK Manchester Institute (CRUK MI) | 1055405 |  | 4F3 | 4. Sample Measurement/Analysis | F. Proteins/Nucleic Acids | 3. Sequencers | y | yes | 2013-04-18 | Verified as part of data cleanse exercise (March 2015) |  | AA11629 | AA11629 | 9011 | AA11629 | 6521 | 9013 | 10 | 493318.35 | 441931.0219 | 51387.3281 | 0 | 10277.4656 | 493318.35 | [12 empty] | 493318.35 | 431653.5562 |  | 10277.4656 | [23 empty] | 441931.0219 | 48 | 4 | Motor vehicles and other general equipment |  | N |  | N |  | N |  | N |  | Y
E00880 | 12-13 | 2013-02-01 | 2017-02-01 |  | University Funded | University Funded | Xstrahl Ltd | 2013020199 | SARRP System | Xstrahl Small Animal Radiation Resaerch Platform (SARRP) for image guided microirradiation | Room S15, Wolfson Molecular Imaging Centre | Wolfson Molecular Imaging Centre | Kaye Williams | Ian Bruce | 1 Good | 1 State of art | 2 General purpose research | 0.5 | MHS | Institute of Cancer Sciences | 1008315 |  | 2C6 | 2. Process Equipment – Biological | C. Tissue Processing | 6. Cell Disruptor | y | yes | 2013-02-27 |  |  | AA11073 | AA11073 | 9011 | AA11073 | 6522 | 9013 | 00 | 250000 | 218750 | 31250 | 0 | 5208.3333 | 250000 | [12 empty] | 250000 | 213541.6667 |  | 5208.3333 | [23 empty] | 218750 | 48 | 4 | Motor vehicles and other general equipment |  | N |  | N |  | N |  | N |  | Y
E00882 | 12-13 | 2013-03-01 | 2017-03-01 |  | University Funded | University Funded | Ultrafast Systems | Halcyone Femtosecond | Ultrafast Systems Halcyone - MC Femtosecond Fluorescence Spectrometer | Halcyone Femtosecond Fluorescence Spectrometer | G306, Photon Science Institute |  | Samantha Hardman and Nigel Scrutton | Nigel Scrutton | 1 Good | 1 State of art | 1 Dedicated to particular experiment | 0 | FLS | Life Sciences | 1015255 | No | 3A7 | 3. Materials Characterisation | A. Spectroscopy | 7. Fluorescence | y |  |  | Verified as part of data cleanse exercise (March 2015) |  | AA00010 | AA00010 | 9011 | AA00158 | 6522 | 9013 | 00 | 57865.26 | 49426.5763 | 8438.6837 | 0 | 1205.5263 | 57865.26 | [12 empty] | 57865.26 | 48221.05 |  | 1205.5263 | [23 empty] | 49426.5763 | 48 | 4 | Motor vehicles and other general equipment |  | N |  | N |  | N |  | N |  | N | Prior to FY1415=NOT required
E00883 | 12-13 | 2013-03-01 | 2017-03-01 |  | University Funded | University Funded | CadCam Technology Ltd | FB1500 | FB1500 Flatbed Laser Cutting System | FB1500 Flatbed Laser Cutting System | Textiles Sackville Building | Sackville Street Building | Sonya Andrew | Sonya Andrew | 1 Good | 1 State of art | 2 General Purpose Research | 0 | EPS | Materials | 1054342 |  | 1J1 | 1. Process Equipment – Physical | J. Textiles | 1. Textiles Production | n | Yes | 2016-07-01 | confirmed by signed year-end verification form | as per Jun'16 verification exercise for FY15-16 YrEnd | AA01910 | AA01910 | 9011 | AA01910 | 6522 | 9013 | 00 | 33600 | 28700 | 4900 | 0 | 700 | 33600 | [12 empty] | 33600 | 28000 |  | 700 | [23 empty] | 28700 | 48 | 4 | Motor vehicles and other general equipment |  | N |  | N |  | N |  | N |  | Y | Prior to FY1415=NOT required
E00884 | 12-13 | 2013-02-01 | 2017-02-01 |  | Part Funded | HEFCE | Silicon Biosystems | DPA-0023050-01 | Silicon Biosysytem DEPArray plattform DPA-0023050-01 | To isolate circulating tumour cells from patient blood | PICR room RS79 | Paterson Building | Ged Brady | Ged Brady | 1 Good | 1 State of art | 1 Dedicated to particular experiment | 0 | MHS | Cancer Research UK Manchester Institute (CRUK MI) | 1055691 |  | 2E6 | 2. Process Equipment – Biological | E. Characterisation | 6. Analysers | y | yes | 2013-04-18 |  |  | AA11630 | AA11630 | 9011 | AA11630 | 6521 | 9013 | 10 | 280000 | 245000 | 35000 | 0 | 5833.3333 | 280000 | [12 empty] | 280000 | 239166.6667 |  | 5833.3333 | [23 empty] | 245000 | 48 | 4 | Motor vehicles and other general equipment |  | N |  | N |  | N |  | N |  | Y |  |  | 21.09.15: UEL amended to 4 years as per Gemma Lyons' email on 17.09.15
E00885 | 12-13 | 2013-07-01 | 2021-07-01 |  | University Funded | University Funded | Ex Libris | Alma | ALMA - Library Management System - Implementation | Library Management System | The Library - DTS |  | Andy Land | Lorraine Beard | 1 Good | 1 State of art | 1 Dedicated to particular experiment | 0 | Library and Cultural Institutions | JRUL | 1072644/1140891 | NO | 6A8 | 6. Infrastructure | A. IT | 8. Distributed System | y | Yes - shown by Caroline Riches | 2013-08-13 | Verified as part of data cleanse exercise (March 2015) |  | KB00163 | KB00163 | 9011 | LA00642 | 6522 | 9013 | 00 | 136800 | 52725 | 84075 | 0 | 1425 | 136800 | [12 empty] | 136800 | 51300 |  | 1425 | [23 empty] | 52725 | 96 | 8 | Computer software |  | N |  | N |  | N |  | N |  | Y
E00886 | 12-13 | 2013-10-01 | 2018-10-01 |  | University Funded | University Funded |  |  | Non Core Users (Identity Management) | None Core Users Directory Service - Provision of authenticated accounts to non core users | Kilburn | Kilburn Building | Darren Hankinson |  | 1 Good | 1 State of art |  |  | PSS | ITS | 1083192/1093614/1093701 | [5 empty] | y | yes | 2016-07-01 | Confirmed by J.Bird with signed verification form | as per FY1516 YrEnd Verification & Impairments Exercise in Jul'16 | LA00621 | LA00621 | 9011 | LA00642 | 6522 | 9013 | 00 | 89974.38 | 50985.482 | 38988.898 | 0 | 1499.573 | 89974.38 | [12 empty] | 89974.38 | 49485.909 |  | 1499.573 | [23 empty] | 50985.482 | 60 | 5 | Mainframe computers & propriety software |  | N |  | N |  | N |  | N |  | Y |  |  | 21.01.16: consolidated multiple lines to one as per the exercise of FAR Cleanse
E00887 | 12-13 | 2013-04-01 | 2015-08-31 |  | Part Funded | Research | semilab | wt-2000 | Equipment WT-2000 based Manual Loading system | Equipment WT-2000 based Manual Loading system | Sackville St Bldg D9 SSB | Sackville Street Building | Clelland | Peaker and Hamilton | 1 Good | 1 State of Art | 3 Research and Teaching | 0.5 | EPS | EEE | 1061399 |  | 4D1 | 4. Sample Measurement/Analysis | D. Laser | 1. Characterisation | n | yes | 2013-05-15 |  |  | R115332 | R115332 | 9011 | R115332 | 6520 | 9013 | 01 | 119542.18 | 119542.18 | 0 | 0 | 0 | 119542.18 | [12 empty] | 119542.18 | 119542.18 |  | 0 | [23 empty] | 119542.18 | 29 | 2 | Does not match Policy. Check | UEL end date match to grant end date | N |  | N |  | N |  | N |  | Y |  |  | 21.01.16: 1)line was removed for funded by AA11610 due to zero balance. 2)consolidated multiple lines to one as per the exercise of FAR Cleanse. 3) 26.01.16: amendment made to UEL end date as per grant ended date
E00888 | 12-13 | 2013-07-01 | 2013-07-01 |  | Part Funded | Research | Oxford Instruments | AZtec Synergy Advanced | Oxford AZtec Synergy Advanced EBSD/EDS system | Oxford AZtec Synergy Advanced EBSD/EDS system | Dalton Cumbrian Facility | Dalton Cumbrian Facility | Ruth Edge | Enrique Jimenez-melero | 1 Good | 1 State of art | 3 Research and teaching | 0.3 | EPS | Dalton Institute | 1075851 | Dalton Cumbrian Facilityhttp://www.dalton.manchester.ac.uk/discover/daltoncumbrianfacility/ | 3 E1 |  |  |  | y | yes | 2016-07-01 | Confirmed by Vikki Fellows with signed verification form | as per FY1516 YrEnd Verification & Impairments Exercise in Jul'16 | R115914 | R115914 | 9011 | R115914 | 6520 | 9013 | 01 | 87999.6 | 87999.6 | 0 | 0 | 0 | 87999.6 | [12 empty] | 87999.6 | 87999.6 |  | 0 | [23 empty] | 87999.6 | 1 | 0 | Does not match Policy. Check | Commissioning date was later than the grant end date (Per the 408 PA project end date report); thus end date entered = commissioning date. Thus asset is fully written down in line with the end of the grant. | N |  | Y | Commissioning date was later than the grant end date (Per the 408 PA project end date report); thus end date entered = commissioning date. Thus asset is fully written down in line with the end of the grant. | N |  | N |  | Y |  |  | 21.01.16: 1)line was removed for funded by AA11772 due to zero balance. 2)consolidated multiple lines to one as per the exercise of FAR Cleanse
E00889 | 12-13 | 2013-07-01 | 2013-07-01 |  | Part Funded | Research | Olympus | GX71 | MOTORISED OLYMPUS GX71 INVERTED MICROSCOPE | MOTORISED OLYMPUS GX71 INVERTED MICROSCOPE | Dalton Cumbrian Facility | Dalton Cumbrian Facility | Ruth Edge | Enrique Jimenez-melero | 1 Good | 2 Good | 2 General purpose research | 0.3 | EPS | Dalton Institute | 1075863 | Dalton Cumbrian Facilityhttp://www.dalton.manchester.ac.uk/discover/daltoncumbrianfacility/ | 3 D4 |  |  |  | y | yes | 2016-07-01 | Confirmed by Vikki Fellows with signed verification form | as per FY1516 YrEnd Verification & Impairments Exercise in Jul'16 | R115914 | R115914 | 9011 | R115914 | 6520 | 9013 | 01 | 62062.92 | 62062.92 | 0 | 0 | 0 | 62062.92 | [12 empty] | 62062.92 | 62062.92 |  | 0 | [23 empty] | 62062.92 | 1 | 0 | Does not match Policy. Check | Commissioning date was later than the grant end date (Per the 408 PA project end date report); thus end date entered = commissioning date. Thus asset is fully written down in line with the end of the grant. | N |  | Y | Commissioning date was later than the grant end date (Per the 408 PA project end date report); thus end date entered = commissioning date. Thus asset is fully written down in line with the end of the grant. | N |  | N |  | Y |  |  | 21.01.16: 1)line was removed for funded by AA11772 due to zero balance. 2)consolidated multiple lines to one as per the exercise of FAR Cleanse
E00890 | 12-13 | 2013-07-01 | 2013-07-01 |  | Part Funded | Research | Struers | EMDS70 | EMDS70 DuraScan-70 Hardness Tester | EMDS70 DuraScan-70 Hardness Tester | Dalton Cumbrian Facility | Dalton Cumbrian Facility | Ruth Edge | Enrique Jimenez-melero | 1 Good | 2 Good | 2 General purpose research | 0.3 | EPS | Dalton Institute | 1075998 | Dalton Cumbrian Facilityhttp://www.dalton.manchester.ac.uk/discover/daltoncumbrianfacility/ | 3 K4 |  |  |  | y | yes | 2016-07-01 | Confirmed by Vikki Fellows with signed verification form | as per FY1516 YrEnd Verification & Impairments Exercise in Jul'16 | R115914 | R115914 | 9011 | R115914 | 6520 | 9013 | 01 | 57583.57 | 57583.57 | 0 | 0 | 0 | 57583.57 | [12 empty] | 57583.57 | 57583.57 |  | 0 | [23 empty] | 57583.57 | 1 | 0 | Does not match Policy. Check | Commissioning date was later than the grant end date (Per the 408 PA project end date report); thus end date entered = commissioning date. Thus asset is fully written down in line with the end of the grant. | N |  | Y | Commissioning date was later than the grant end date (Per the 408 PA project end date report); thus end date entered = commissioning date. Thus asset is fully written down in line with the end of the grant. | N |  | N |  | Y |  |  | 21.01.16: 1)line was removed for funded by AA11772 due to zero balance. 2)consolidated multiple lines to one as per the exercise of FAR Cleanse
E00891 | 13-14 | 2013-03-01 | 2017-03-01 |  | University Funded | University Funded | Licor |  | Odyssey Sa Infrared Imaging System | 9260-11 Odyssey Sa Infrared Imaging System | the Cell Biology laboratory, 5/f St Marys (L.5.CT.309) | St Mary's Hospital | Paul Townsend | Paul Townsend | 1 Good | 1 State of art | 2 general purpose research | 0.1 | MHS | Cancer Sciences | 1080815 | [5 empty] | y |  |  | Data confirmed as part of data cleanse exercise (March 2015). Asset not physically verified. |  | FB00181 | FB00181 | 9011 | AA12770 | 6522 | 9013 | 00 | 26800 | 22891.6667 | 3908.3333 | 0 | 558.3333 | 26800 | [12 empty] | 26800 | 22333.3333 |  | 558.3333 | [23 empty] | 22891.6667 | 48 | 4 | Motor vehicles and other general equipment |  | N |  | N |  | N |  | N |  | N | Prior to FY1415=NOT required |  | 21.01.16: 1)line was removed for funded by AA01409 & FB00161 due to zero balance. 2)consolidated multiple lines to one as per the exercise of FAR Cleanse. 3)15.02.16: amendment made to Depn charge code as per Rachael Theodoulou email.
E00892 | 12-13 | 2013-07-01 | 2017-07-01 |  | University Funded | University Funded | Phillips | G2 20 S-Twin | FEI Tecnai G2 20 S-Twin | FEI Tecnai G2 20 S-Twin | A08 Materials Science Building | Materials Science Building | Alan harvey | Grace Burke | 1 Good | 1 State of art | 2 General Purpose Research | 0 | EPS | Materials | 1081427 |  | 3E3 | 3. Materials Characterisation | E. Electron/Ion Microscopy | 3. Transmission | y | Yes | 2016-07-01 | confirmed by signed year-end verification form | as per Jun'16 verification exercise for FY15-16 YrEnd | AA01914 | AA01914 | 9011 | AA01914 | 6522 | 9013 | 00 | 399600 | 308025 | 91575 | 0 | 8325 | 399600 | [12 empty] | 399600 | 299700 |  | 8325 | [23 empty] | 308025 | 48 | 4 | Motor vehicles and other general equipment |  | N |  | N |  | N |  | N |  | Y
E00893 | 12-13 | 2013-07-01 | 2013-08-01 |  | Part Funded | Research | Gerhardt | Pulverisette 5 | Pulverisette 5 Planetary Ball Mill | Pulverisette 5 Planetary Ball Mill | Dalton Cumbrian Facility | Dalton Cumbrian Facility | Ruth Edge | Enrique Jimenez-melero | 1 Good | 2 Good | 2 General purpose research | 0.3 | EPS | Dalton Institute | 1084256 | Dalton Cumbrian Facilityhttp://www.dalton.manchester.ac.uk/discover/daltoncumbrianfacility/ | 6 C6 |  |  |  | y | yes | 2016-07-01 | Confirmed by Vikki Fellows with signed verification form | as per FY1516 YrEnd Verification & Impairments Exercise in Jul'16 | R115914 | R115914 | 9011 | R115914 | 6520 | 9013 | 01 | 36480 | 36480 | 0 | 0 | 0 | 36480 | [12 empty] | 36480 | 36480 |  | 0 | [23 empty] | 36480 | 1 | 0 | Does not match Policy. Check | Fully written down - thus will not be reviewed any further | N |  | N |  | N |  | N |  | Y |  |  | 21.01.16: 1)line was removed for funded by AA11772 due to zero balance. 2)consolidated multiple lines to one as per the exercise of FAR Cleanse
E00894 | 12-13 | 2013-10-01 | 2018-10-01 |  | University Funded | University Funded |  |  | ISSC TIMETABLING PROJECT | Timetabling Service (To deliver IT requirement of Timetabling Project) | CTU |  | Stuart Barker |  | 1 Good | 1 State of art |  |  | PSS | ITS | 1014323/1053827 | [5 empty] | y | yes | 2016-07-01 | Confirmed by J.Bird with signed verification form | as per FY1516 YrEnd Verification & Impairments Exercise in Jul'16 | LA00618 | LA00618 | 9011 | LA00642 | 6522 | 9013 | 00 | 36240 | 20536 | 15704 | 0 | 604 | 36240 | [12 empty] | 36240 | 19932 |  | 604 | [23 empty] | 20536 | 60 | 5 | Mainframe computers & propriety software |  | N |  | N |  | N |  | N |  | Y
E00895 | 12-13 | 2013-05-01 | 2015-11-01 |  | Part Funded | University Funded | GE Healthcare | 1-UA2CC 3 | ÄKTA pure with triple wavelength UV monitor | AKTA pure with triple wavelength UV monitor - An automated protein purifier to deliver high quality protein for structural/biophysical studies | MIB 3rd floor, laboratory | MIB Building | Marina Golovanova | Andrew Munro | 1 Good | 1 State of art | 1 Dedicated to particular experiment |  | FLS | Life Sciences | 1077008 | No | 3L5 | 3. Materials Characterisation | L. Chemical Analysis | 5. Chromatography | y | yes | 2015-07-21 | Sophie Chetham | confirmed by email on 21.07.15 | AA10689 | AA10689 | 9011 | AA00158 | 6522 | 9013 | 00 | 24048.27 | 24048.27 | 0 | 0 | 0 | 24048.27 | [12 empty] | 24048.27 | 24048.27 |  | 0 | [23 empty] | 24048.27 | 30 | 3 | Equipment acquired for specific research projects |  | N |  | N |  | N |  | N |  | Y
E00895 | 12-13 | 2013-05-01 | 2015-11-01 |  | Part Funded | Research | GE Healthcare | 1-UA2CC 3 | ÄKTA pure with triple wavelength UV monitor | AKTA pure with triple wavelength UV monitor - An automated protein purifier to deliver high quality protein for structural/biophysical studies | MIB 3rd floor, laboratory | MIB Building | Marina Golovanova | Andrew Munro | 1 Good | 1 State of art | 1 Dedicated to particular experiment |  | FLS | Life Sciences | 1077008 | No | 3L5 | 3. Materials Characterisation | L. Chemical Analysis | 5. Chromatography | y | yes | 2015-07-21 | Sophie Chetham | confirmed by email on 21.07.15 | R115376 | R115376 | 9011 | R115376 | 6520 | 9013 | 01 | 24048.26 | 24048.26 | 0 | 0 | 0 | 24048.26 | [12 empty] | 24048.26 | 24048.26 |  | 0 | [23 empty] | 24048.26 | 30 | 3 | Equipment acquired for specific research projects |  | N |  | N |  | N |  | N |  | Y
E00896 | 12-13 | 2013-07-01 | 2013-08-01 10:30 |  | Part Funded | University Funded | Agilent | 4294A | 4294A Impedance Analyser | 4294A Impedance Analyser | A4 Sackville Street Building | Sackville Street Building | Andrew Forsyth | Andrew Forsyth | 1 Good | 1 State of Art | 2 General Purpose Research | 0.8 | EPS | EEE | 1084607 |  | 4B1 | 4. Sample Measurement/Analysis | B. Electronic | 1. Network Analyser | y | yes | 2015-07-01 | Verified by Andrew Forsyth | as per Jun'15 verification exercise for FY14-15 YrEnd | AA01280 | AA01280 | 9011 | AA01280 | 6522 | 9013 | 00 | 501.82 | 501.82 | 0 | 0 | 0 | 501.82 | [12 empty] | 501.82 | 501.82 |  | 0 | [23 empty] | 501.82 | 1 | 0 | Does not match Policy. Check | Fully written down - thus will not be reviewed any further | N |  | N |  | N |  | N |  | Y
E00896 | 12-13 | 2013-07-01 | 2013-08-01 |  | Part Funded | Research | Agilent | 4294A | 4294A Impedance Analyser | 4294A Impedance Analyser | A4 Sackville Street Building | Sackville Street Building | Andrew Forsyth | Andrew Forsyth | 1 Good | 1 State of Art | 2 General Purpose Research | 0.8 | EPS | EEE | 1084607 |  | 4B1 | 4. Sample Measurement/Analysis | B. Electronic | 1. Network Analyser | y | yes | 2015-07-01 | Verified by Andrew Forsyth | as per Jun'15 verification exercise for FY14-15 YrEnd | R115596 | R115596 | 9011 | R115596 | 6520 | 9013 | 01 | 26617.21 | 26617.21 | 0 | 0 | 0 | 26617.21 | [12 empty] | 26617.21 | 26617.21 |  | 0 | [23 empty] | 26617.21 | 1 | 0 | Does not match Policy. Check | Fully written down - thus will not be reviewed any further | N |  | N |  | N |  | N |  | Y
E00896 | 12-13 | 2013-07-01 | 2013-08-01 |  | Part Funded | Research | Agilent | 4294A | 4294A Impedance Analyser | 4294A Impedance Analyser | A4 Sackville Street Building | Sackville Street Building | Andrew Forsyth | Andrew Forsyth | 1 Good | 1 State of Art | 2 General Purpose Research | 0.8 | EPS | EEE | 1084607 |  | 4B1 | 4. Sample Measurement/Analysis | B. Electronic | 1. Network Analyser | y | yes | 2015-07-01 | Verified by Andrew Forsyth | as per Jun'15 verification exercise for FY14-15 YrEnd | R111637 | R111637 | 9011 | R111637 | 6520 | 9013 | 03 | 3245.8 | 3245.8 | 0 | 0 | 0 | 3245.8 | [12 empty] | 3245.8 | 3245.8 |  | 0 | [23 empty] | 3245.8 | 1 | 0 | Does not match Policy. Check | Fully written down - thus will not be reviewed any further | N |  | N |  | N |  | N |  | Y
E00897 | 12-13 | 2013-06-01 | 2017-06-01 |  | Part Funded | HEFCE | DEFINIENS | Definiens XD | ENTERPRISE SOLUTION DEFINIENS SERVER XD | Image analysis software for the analysis of histology data | Paterson Building, Imaging IT room | Paterson Building | Steve Bagley | Steve Bagley | 1 Good | 1 state of art | 2 general purpose research | 0.1 | MHS | Cancer Research UK Manchester Institute (CRUK MI) | 1092392 |  | 3D7 | 3. Materials Characterisation | D. Optical Microscopy | 7. Fluorescence | y | yes | 2013-07-17 | Verified as part of data cleanse exercise (March 2015) |  | AA11629 | AA11629 | 9011 | AA11629 | 6521 | 9013 | 10 | 142336.2 | 112682.825 | 29653.375 | 0 | 2965.3375 | 142336.2 | [12 empty] | 142336.2 | 109717.4875 |  | 2965.3375 | [23 empty] | 112682.825 | 48 | 4 | Motor vehicles and other general equipment |  | N |  | N |  | N |  | N |  | Y |  |  | 21.09.15: UEL amended to 4 years as per Gemma Lyons' email on 17.09.15
E00899 | 12-13 | 2012-10-01 | 2016-10-01 |  | University Funded | University Funded | Bruker | Avance III 600 MHz | Avance III 600 MHz NMR Spectrometer | Avance III 600 MHz NMR Spectrometer | Chemistry Building | Chemistry Building | Chris Muryn | David Leigh | 1 Good | 2 Good | 2 General purpose research | 0 | EPS | Chemistry | 965867 | [5 empty] | y | Yes (with Jon Masterson & Roger Speak) | 2013-06-13 | Data confirmed as part of data cleanse exercise (March 2015). Asset not physically verified. |  | FB00168 | FB00168 | 9011 | AA13458 | 6522 | 9013 | 00 | 409999.2 | 392915.9 | 17083.3 | 0 | 8541.65 | 409999.2 | [12 empty] | 409999.2 | 384374.25 |  | 8541.65 | [23 empty] | 392915.9 | 48 | 4 | Motor vehicles and other general equipment |  | N |  | N |  | N |  | N |  | Y |  |  | 25.11.15: activity code amended for P&L Depn chg as required via email on 03.11.15
E00901 | 12-13 | 2013-05-01 | 2017-05-01 |  | University Funded | University Funded | OKB Medical Limited |  | Simbionix ARTHRO Mentor | Simbionix ARTHRO Mentor Complete | 3.325 Stopford Building | Stopford Building | Katie Howarth | Jenny Schofield | 1 Good | 1 State of art | 1 Dedicated to particular experiment |  | FLS | Life Sciences | 1096891 | Yes: www.manchester.ac.uk/surgicalskillscentre | None of these categories apply- this is a teaching simulator, not a piece of research equipment |  |  |  | y |  |  | Verified as part of data cleanse exercise (March 2015) |  | AA10825 | AA10825 | 9011 | AA00158 | 6522 | 9013 | 00 | 90000 | 73125 | 16875 | 0 | 1875 | 90000 | [12 empty] | 90000 | 71250 |  | 1875 | [23 empty] | 73125 | 48 | 4 | Motor vehicles and other general equipment |  | N |  | N |  | N |  | N |  | N | Prior to FY1415=NOT required
E00902 | 12-13 | 2013-04-01 | 2017-04-01 |  | University Funded | University Funded | Leica Microsystems | M205 FA | Stereo Fluorescence Microscope | Stereo Fluorescnce Microscope System. - M205 FA | Michael Smith D.1056 | Michael Smith Building | Peter March | Christoph Ballestrem | 1 Good | 1 State of art | 2 General purpose research | 0.5 | FLS | Life Sciences | 1092354 | Yes. Bioimaging (http://www.ls.manchester.ac.uk/research/facilities/#bioimaging INTRANET: https://www.intranet.ls.manchester.ac.uk/facilities/research/bioimaging/default.aspx) | 3D7 | 3. Materials Characterisation | D. Optical Microscopy | 7. Fluorescence | y |  |  | Verified as part of data cleanse exercise (March 2015) |  | AA00010 | AA00010 | 9011 | AA00158 | 6522 | 9013 | 00 | 29976.58 | 24980.4833 | 4996.0967 | 0 | 624.5121 | 29976.58 | [12 empty] | 29976.58 | 24355.9713 |  | 624.5121 | [23 empty] | 24980.4833 | 48 | 4 | Motor vehicles and other general equipment |  | N |  | N |  | N |  | N |  | N | Prior to FY1415=NOT required
E00903 | 12-13 | 2013-06-01 | 2017-06-01 |  | University Funded | University Funded | Fluidigm Europe BV | BioMark HD system | Biomark HD reader | BioMark HD system -Real-Time/Digital PCR analysis system | B.4070 (Michael Smith Bldg.) | Michael Smith Building | Andy Hayes | A. D. Sharrocks | 1 Good | 1 State of art | 2 General purpose research |  | FLS | Life Sciences | 1092065 | Genomic Technologies Core Facility - FLS | 4F2 | 4. Sample Measurement/Analysis | F. Proteins/Nucleic Acids | 2. PCR | y | yes | 2013-06-10 | Verified as part of data cleanse exercise (March 2015) | 21.05.13 (in boxes) & 10.06.13 fully installed and functioned | AA00010 | AA00010 | 9011 | AA00158 | 6522 | 9013 | 00 | 124757.5 | 98766.3542 | 25991.1458 | 0 | 2599.1146 | 124757.5 | [12 empty] | 124757.5 | 96167.2396 |  | 2599.1146 | [23 empty] | 98766.3542 | 48 | 4 | Motor vehicles and other general equipment |  | N |  | N |  | N |  | N |  | Y
E00905 | 12-13 | 2013-03-01 | 2017-03-01 |  | University Funded | University Funded | Fox Model 900 |  | Fox 900 Contrabasoon | Fox 900 Contrabasoon (Performances, rehearsals, teaching and research output) | Matin Harris Centre | Martin Harris Centre | Mark Wolstencroft |  | 1 Good | 1 State of art | 3 Research and Teaching | 0.2 | Humanities | School of Arts, Languages and Cultures | 1064978 | [5 empty] | n | Yes | 2016-07-01 | Confirmed by Ian Rodd via signed verification form | as per FY1516 YrEnd Verification & Impairments Exercise in Jul'16 | AA02758 | AA02758 | 9011 | AA02758 | 6522 | 9013 | 00 | 25400 | 21695.8333 | 3704.1667 | 0 | 529.1667 | 25400 | [12 empty] | 25400 | 21166.6667 |  | 529.1667 | [23 empty] | 21695.8333 | 48 | 4 | Motor vehicles and other general equipment |  | N |  | N |  | N |  | N |  | Y | Prior to FY1415=NOT required
E00906 | 12-13 | 2013-06-01 | 2017-06-01 |  | University Funded | University Funded | SHIMADZU | 19.17-0000 | Vario analyser | TOC-L ANALYSER - Water analyser | Michael Smith 4.Michael Smith A4052 | Michael Smith Building | Franciska de Vries | Richard Bardgett | 1 Good | 1 State of art | 1 Dedicated to particular experiment | 0.5 | FLS | Life Sciences | 1078247 | No | 3M1 | 3. Materials Characterisation | M. Physical Properties | 1. Particle Size Analysis | y |  |  |  |  | AA11768 | AA11768 | 9011 | AA00158 | 6522 | 9013 | 00 | 50088 | 39653 | 10435 | 0 | 1043.5 | 50088 | [12 empty] | 50088 | 38609.5 |  | 1043.5 | [23 empty] | 39653 | 48 | 4 | Motor vehicles and other general equipment |  | N |  | N |  | N |  | N |  | N | Prior to FY1415=NOT required
E00907 | 12-13 | 2013-04-01 | 2017-04-01 |  | University Funded | University Funded | DW Scientific | H35 | H35 HYPOXYSTATION&REMOVABLE FRONT | H35 HYPOXYSTATION&REMOVABLE FRONT | 2.127 stopford | Stopford Building | Kaye Williams | Kaye Williams | 1 Good | 1 State of art | 2 General Purpose Research | 0 | MHS | Pharmacy | 1080775 |  | 2A3 | 2. Process Equipment – Biological | A. Growth and Manipulation | 3. Cell Culture | n |  |  |  |  | AA10812 | AA10812 | 9011 | AA10812 | 6522 | 9013 | 00 | 29889.46 | 24907.8833 | 4981.5767 | 0 | 622.6971 | 29889.46 | [12 empty] | 29889.46 | 24285.1863 |  | 622.6971 | [23 empty] | 24907.8833 | 48 | 4 | Motor vehicles and other general equipment |  | N |  | N |  | N |  | N |  | N | Prior to FY1415=NOT required
E00909 | 12-13 | 2013-07-01 | 2017-07-01 |  | University Funded | University Funded | Nugen Technologies Inc | SP+ | 8100 Mondrian SP+ Systems | Mondrian SP+ (Automated Next-Generation Sequencing (NGS) library preparation) | B.4070 Michael Smith Bldg | Michael Smith Building | Andy Hayes | A. D. Sharrocks | 1 Good | 1 State of art | 2 General purpose research | 0 | FLS | Life Sciences | 1104579 | Yes. Genomic Technologies Core Facility (GTCF) | 4F3 | 4. Sample Measurement/Analysis | F. Proteins/Nucleic Acids | 3. Sequencers | y |  |  | Verified as part of data cleanse exercise (March 2015) |  | AA00010 | AA00010 | 9011 | AA00158 | 6522 | 9013 | 00 | 32275.45 | 24878.9927 | 7396.4573 | 0 | 672.4052 | 32275.45 | [12 empty] | 32275.45 | 24206.5875 |  | 672.4052 | [23 empty] | 24878.9927 | 48 | 4 | Motor vehicles and other general equipment |  | N |  | N |  | N |  | N |  | N | Prior to FY1415=NOT required
E00910 | 12-13 | 2013-07-01 | 2017-07-01 |  | University Funded | University Funded | Seddons/The Image Group | Signage | Michael Smith Building Graphic Signs | Signage to outside of Michael Smith Building | Michael Smith Building (on the building) | Michael Smith Building | Matthew Cobb | Matthew Cobb | 1 Good | 1 State of art | n/a |  | FLS | Life Sciences | PN5821 | no | n/a |  |  |  | y |  |  |  |  | AA00010 | AA00010 | 9011 | AA00158 | 6522 | 9013 | 00 | 27867.5 | 21481.1979 | 6386.3021 | 0 | 580.5729 | 27867.5 | [12 empty] | 27867.5 | 20900.625 |  | 580.5729 | [23 empty] | 21481.1979 | 48 | 4 | Motor vehicles and other general equipment |  | N |  | N |  | N |  | N |  | N | Prior to FY1415=NOT required |  | 1)The depreciation charge on this is to be investigated in August as it is too low. An additional £12,345 should have been charged to date. 2) 21.01.16: Consolidated multi-lines as part of FAR Cleanse exercise.
E00911 | 12-13 | 2013-05-01 | 2017-05-01 |  | University Funded | University Funded | Lecia | SP8 gSTED | Leica TCS SP8 gSTED Super Resolution and confocal system | Leica SP8 gSTED super-resolution confocal microscope | CTF Building 2.23e | Core Technology Facility Building | Daniel Davis | Daniel Davis | 1 Good | 1 State of art | 1 Dedicated to particular experiment | 0 | FLS | Life Sciences | 1076380 | no | 3D1 | 3. Materials Characterisation | D. Optical Microscopy | 1. Confocal | y | yes | 2013-06-25 | Verified as part of data cleanse exercise (March 2015) |  | AA11796 | AA11796 | 9011 | AA00158 | 6522 | 9013 | 00 | 601104 | 488397 | 112707 | 0 | 12523 | 601104 | [12 empty] | 601104 | 475874 |  | 12523 | [23 empty] | 488397 | 48 | 4 | Motor vehicles and other general equipment |  | N |  | N |  | N |  | N |  | Y
E00912 | 12-13 | 2013-06-01 | 2017-06-01 |  | University Funded | University Funded | Topcon | OCT 2000 | Topcon OCT 2000 | OCT-2000 Spectal Domain OCT (High resolution retinal camera) | Carys Bannister Building 1.023 | Carys Bannister Building | Philip Morgan | Philip Morgan | 1 Good | 1 State of art | 3 Research and Teaching | 0.5 | FLS | Life Sciences | 1096840 | No | 4G6 | 4. Sample Measurement/Analysis | G. Bio-Medical | 6. Tissues | y |  |  |  |  | AA00098 | AA00098 | 9011 | AA00158 | 6522 | 9013 | 00 | 39500 | 31270.8333 | 8229.1667 | 0 | 822.9167 | 39500 | [12 empty] | 39500 | 30447.9167 |  | 822.9167 | [23 empty] | 31270.8333 | 48 | 4 | Motor vehicles and other general equipment |  | N |  | N |  | N |  | N |  | N | Prior to FY1415=NOT required
E00914 | 12-13 | 2013-06-01 | 2017-06-01 |  | University Funded | University Funded | Zeiss | Visante omni | Visante Omni and HFA 750i | Visante omni (Anterior eye imaging and topography) | Carys Bannister Building 1.023 | Carys Bannister Building | Philip Morgan | Philip Morgan | 1 Good | 1 State of art | 3 Research and Teaching | 0.5 | FLS | Life Sciences | 1089577 | No | 4G6 | 4. Sample Measurement/Analysis | G. Bio-Medical | 6. Tissues | y |  |  | Verified as part of data cleanse exercise (March 2015) |  | AA00098 | AA00098 | 9011 | AA00158 | 6522 | 9013 | 00 | 71298.56 | 56444.6933 | 14853.8667 | 0 | 1485.3867 | 71298.56 | [12 empty] | 71298.56 | 54959.3067 |  | 1485.3867 | [23 empty] | 56444.6933 | 48 | 4 | Motor vehicles and other general equipment |  | N |  | N |  | N |  | N |  | N | Prior to FY1415=NOT required
E00915 | 12-13 | 2013-07-01 | 2017-07-01 |  | Part Funded | HEFCE | Amnis | Mark II | 12 channel cytometry system | a imaging flow cytometry analysis system which allows high content screening of non-adherant cells | Paterson Building, RB | Paterson Building | Steve Bagley | Steve Bagley | 1 Good | 1 State of art | 2 General purpose research | 0.1 | MHS | Cancer Research UK Manchester Institute (CRUK MI) | 1092393 | [5 empty] | n | yes | 2013-07-17 | Verified as part of data cleanse exercise (March 2015) |  | AA11630 | AA11630 | 9011 | AA11630 | 6521 | 9013 | 10 | 379983 | 292903.5625 | 87079.4375 | 0 | 7916.3125 | 379983 | [12 empty] | 379983 | 284987.25 |  | 7916.3125 | [23 empty] | 292903.5625 | 48 | 4 | Motor vehicles and other general equipment |  | N |  | N |  | N |  | N |  | Y
E00916 | 12-13 | 2014-04-01 | 2017-04-01 |  | University Funded | University Funded |  |  | Windows 7 (Staff Migration & SCC) | Windows 7 - Servers and Consultancy/contractor costs | Some servers will be hosted in the Kilburn and Renold Data Centres. Some will be located in network cabinets in areas close to student clusters in faculty buildings | Kilburn Building | Javier Gomez Alonso | Alex Szymanski | 1 Good | 1 State of art | 3 Research and Teaching | N/A | PSS | ITS | 1116881 | no | 6A1 | 6. Infrastructure | A. IT | 1. Server | y | yes | 2016-07-01 | Confirmed by J.Bird with signed verification form | as per FY1516 YrEnd Verification & Impairments Exercise in Jul'16 | LA00622 | LA00622 | 9011 | LA00642 | 6522 | 9013 | 00 | 153127.05 | 119098.8167 | 34028.2333 | 0 | 4253.5292 | 153127.05 | [12 empty] | 153127.05 | 114845.2875 |  | 4253.5292 | [23 empty] | 119098.8167 | 36 | 3 | Equipment acquired for specific research projects |  | N |  | N |  | N |  | N |  | Y |  |  | 21.01.16: consolidated multiple lines to one as per the exercise of FAR Cleanse
E00918 | 12-13 | 2013-08-01 | 2017-08-01 |  | University Funded | University Funded | Seal Analytical Limited | SEAL AutoAnalyzer 3 HR | 3 CHANNEL AUTOANALYSER | Continuous segmented macro flow analyser system | Michael Smith bdg. A4051 lab | Michael Smith Building | Franciska de Vries | Richard Bardgett | 1 Good | 1 State of art | 2 General purpose research | 0.5 | FLS | Life Sciences | 1103629 | No | 4B1 | 4. Sample Measurement/Analysis | B. Electronic | 1. Network Analyser | y |  |  | Verified as part of data cleanse exercise (March 2015) |  | AA11768 | AA11768 | 9011 | AA00158 | 6522 | 9013 | 00 | 36234.37 | 27175.7775 | 9058.5925 | 0 | 754.8827 | 36234.37 | [12 empty] | 36234.37 | 26420.8948 |  | 754.8827 | [23 empty] | 27175.7775 | 48 | 4 | Motor vehicles and other general equipment |  | N |  | N |  | N |  | N |  | N | Prior to FY1415=NOT required
E00919 | 12-13 | 2013-08-01 | 2017-08-01 |  | University Funded | University Funded | GE Healthcare | T200 | Biacore T200 | Surface Plasmon Resonance | Biomolecular analysis core facility, Michael Smith Building, D3510 | Michael Smith Building | Thomas Jowitt | Thomas Jowitt | 1 Good | 1 State of art | 2 General purpose research |  | FLS | Life Sciences | 1119951 | Biomolecular analysis core research facility, | 400 |  |  |  | y | yes - Michael Smith bldg 2/F, Rm D.3510 | 2013-08-14 | Verified as part of data cleanse exercise (March 2015) |  | AA00010 | AA00010 | 9011 | AA00158 | 6522 | 9013 | 00 | 249674.89 | 187256.1675 | 62418.7225 | 0 | 5201.5602 | 249674.89 | [12 empty] | 249674.89 | 182054.6073 |  | 5201.5602 | [23 empty] | 187256.1675 | 48 | 4 | Motor vehicles and other general equipment |  | N |  | N |  | N |  | N |  | Y |  |  | 21.01.16: consolidated multiple lines to one as per the exercise of FAR Cleanse
E00920 | 12-13 | 2013-07-01 | 2017-07-01 |  | University Funded | University Funded | Life Technologies |  | Life technologies Personal Genome Machine | DNA sequencing | Core Technology Facility 2nd floor lab 2.14 | Core Technology Facility Building | Paul Bowyer | Paul Bowyer | 1 Good | 1 State of art | 2 General purpose research | 0 | MHS | Institute of Inflammation & Repair | 1127315 | [5 empty] | n |  |  | Data confirmed as part of data cleanse exercise (March 2015). Asset not physically verified. |  | FB00197 | FB00197 | 9011 | AA12753 | 6522 | 9013 | 00 | 28747 | 22159.1458 | 6587.8542 | 0 | 598.8958 | 28747 | [12 empty] | 28747 | 21560.25 |  | 598.8958 | [23 empty] | 22159.1458 | 48 | 4 | Motor vehicles and other general equipment |  | N |  | N |  | N |  | N |  | N | Prior to FY1415=NOT required
E00921 | 12-13 | 2013-07-01 | 2018-07-01 |  | University Funded | University Funded |  |  | CONDOR BACKBONE COMPUTE SERVERS | Dell Poweredge servers x10 - Compute servers for Condor backbone | Ferranti room C23 | Ferranti Building | Ian Cottam and Chris Paul | Ian Cottam and Chris Paul | 1 Good | 1 State of art | 2 General purpose research |  | PSS | ITS | 1131491 | [5 empty] | y | yes | 2016-07-01 | Confirmed by J.Bird with signed verification form | as per FY1516 YrEnd Verification & Impairments Exercise in Jul'16 | LA00635 | LA00635 | 9011 | LA00642 | 6522 | 9013 | 00 | 33962.76 | 20943.702 | 13019.058 | 0 | 566.046 | 33962.76 | [12 empty] | 33962.76 | 20377.656 |  | 566.046 | [23 empty] | 20943.702 | 60 | 5 | Mainframe computers & propriety software |  | N |  | N |  | N |  | N |  | Y
E00922 | 12-13 | 2013-08-01 | 2018-08-01 |  | University Funded | University Funded |  |  | INTERACTIVE CSF | Dell servers, Cisco 2960 switch (10 Gb uplink) - Research Computing | Kilburn Machine Room, Kilburn Building | Kilburn Building | Simon Hood | Simon Hood | 1 Good | 1 State of art | 2 General purpose research |  | PSS | ITS | 1128713 | [5 empty] | y | yes | 2016-07-01 | Confirmed by J.Bird with signed verification form | as per FY1516 YrEnd Verification & Impairments Exercise in Jul'16 | LA00639 | LA00639 | 9011 | LA00642 | 6522 | 9013 | 00 | 25050.51 | 15030.306 | 10020.204 | 0 | 417.5085 | 25050.51 | [12 empty] | 25050.51 | 14612.7975 |  | 417.5085 | [23 empty] | 15030.306 | 60 | 5 | Mainframe computers & propriety software |  | N |  | N |  | N |  | N |  | Y
E00923 | 12-13 | 2013-08-01 | 2017-08-01 |  | University Funded | University Funded | Agilent Technologies UK Ltd | 7890A GC series | Greenhouse Gas Analyser based on Agilent 787OGC | Greenhouse Gas Analyser based on Agilent 787OGC - Gas chromography of natural gases in the air, soil and water | A4 Michael Smith | Michael Smith Building | Deborah Ashworth | Richard Bardgett | 1 Good | 1 State of art | 1 Dedicated to particular experiment |  | FLS | Life Sciences | 1073772 | no | 3L5 | 3. Materials Characterisation | L. Chemical Analysis | 5. Chromatography | y |  |  |  |  | AA11768 | AA11768 | 9011 | AA00158 | 6522 | 9013 | 00 | 30000 | 22500 | 7500 | 0 | 625 | 30000 | [12 empty] | 30000 | 21875 |  | 625 | [23 empty] | 22500 | 48 | 4 | Motor vehicles and other general equipment |  | N |  | N |  | N |  | N |  | N | Prior to FY1415=NOT required
E00924 | 12-13 | 2013-04-01 | 2023-04-01 12:00 |  | Other | Other | Science Projects |  | Orrery | A MECHNANICAL EXHIBIT SHOWING HOW THE PLANETS ORBIT THE SUN | JODRELL BANK DISCOVERY CENTRE PLANET PAVILION EXHIBITION AREA | Jodrell Bank | Teresa Anderson | JODRELL BANK DISCOVERY CENTRE | 1 Good | 1 State of art | 1 Dedicated to particular experiment | 1 | Library and Cultural Institutions | Jodrell Bank Discovery Centre | 1033258 | [5 empty] | y |  |  | Verified as part of data cleanse exercise (March 2015) |  | FA01558 | FA01558 | 9011 | FA01558 | 6521 | 9013 | 09 | 71400 | 23800 | 47600 | 0 | 595 | 71400 | [12 empty] | 71400 | 23205 |  | 595 | [23 empty] | 23800 | 120 | 10 | Boilers, building plant and scientific equipment |  | N |  | N |  | N |  | N |  | N | Prior to FY1415=NOT required
E00925 | 13-14 | 2013-07-01 | 2017-07-01 |  | University Funded | University Funded |  |  | Aztec Energy TEM Advanced System | Aztec Energy TEM Advanced System | [8 empty] | EPS | Materials | 1109198 | [5 empty] | y | Yes | 2016-07-01 | confirmed by signed year-end verification form | as per Jun'16 verification exercise for FY15-16 YrEnd | AA01914 | AA01914 | 9011 | AA01914 | 6522 | 9013 | 00 | 72468 | 55860.75 | 16607.25 | 0 | 1509.75 | 72468 | [12 empty] | 72468 | 54351 |  | 1509.75 | [23 empty] | 55860.75 | 48 | 4 | Motor vehicles and other general equipment |  | N |  | N |  | N |  | N |  | Y | Prior to FY1415=NOT required
E00926 | 13-14 | 2013-09-01 | 2016-09-01 18:00 |  | Other | Endowment | INSTRON | 8872 | Axial servo hydraulic fatigue machine | Used for fatigue testing materials | The Mill, D floor | The Mill | R Akid, P Jordan and J Duff | R Akid | 1 Good | 1 State of art | 1 Dedicated to particular experiment |  | EPS | Materials | Jnl#318924 (PO 1130283) | Yes, part of the BP lab | 3K8 | 3. Materials Characterisation | K. Mechanical Properties | 8. Dynamic | y | Yes | 2016-07-01 | confirmed by signed year-end verification form | as per Jun'16 verification exercise for FY15-16 YrEnd | WK00892 | WK00892 | 9011 | WK00892 | 6521 | 9013 | 09 | 75000 | 72916.6667 | 2083.3333 | 0 | 2083.3333 | 75000 | [12 empty] | 75000 | 70833.3333 |  | 2083.3333 | [23 empty] | 72916.6667 | 36 | 3 | Equipment acquired for specific research projects |  | N |  | N |  | N |  | Y |  | Y |  |  | 21.01.16: 1)line was removed for funded by P111797 due to zero balance as per Consolidation of multiple lines which is part of the exercise of FAR Cleanse
E00927 | 13-14 | 2013-07-01 | 2017-07-01 |  | Part Funded | HEFCE | PerkinElmer |  | Vectra 2 Intelligent Slide Analysis Syst | a spectrophotometric slide imaging system for immuno-histochemistry and fluorescence basedvisualisation and analysis | Paterson Building, RB112 | Paterson Building | Steve Bagley | Steve Bagley | 1 Good | 1 State of art | 2 General purpose research | 0.8 | MHS | Cancer Research UK Manchester Institute (CRUK MI) | 1134491 | yes http://www.paterson.man.ac.uk/Research/groups.aspx?id=18 | 3D3 | 3. Materials Characterisation | D. Optical Microscopy | 3. Transmission | y | Yes - verified on 17.07.13 when verifying asset R0900 & E00915 | 2013-07-17 | Verified as part of data cleanse exercise (March 2015) |  | AA11629 | AA11629 | 9011 | AA11629 | 6521 | 9013 | 10 | 312179 | 240637.9792 | 71541.0208 | 0 | 6503.7292 | 312179 | [12 empty] | 312179 | 234134.25 |  | 6503.7292 | [23 empty] | 240637.9792 | 48 | 4 | Motor vehicles and other general equipment |  | N |  | N |  | N |  | N |  | Y
E00928 | 13-14 | 2013-09-01 | 2017-09-01 |  | University Funded | University Funded | Shimadzu UK Ltd | TOC-L with ASI-L (Auto Sampler) Optional PC | TOC-L with ASI-L (Auto Sampler) Optional PC | Measures carbon in soils or solutions (Carbon sampling in soil) | 4.051 (A4) Michael Smith | Michael Smith Building | Deborah Ashworth and Franciska de Vries | Richard Bardgett | 1 Good | 1 State of art | 1 Dedicated to particular experiment | 0 | FLS | Life Sciences | 1123172 |  | 4J1 | 4. Sample Measurement/Analysis | J. Field Deployable | 1. Solids | y |  |  |  |  | AA11768 | AA11768 | 9011 | AA00158 | 6522 | 9013 | 00 | 25350 | 18484.375 | 6865.625 | 0 | 528.125 | 25350 | [12 empty] | 25350 | 17956.25 |  | 528.125 | [23 empty] | 18484.375 | 48 | 4 | Motor vehicles and other general equipment |  | N |  | N |  | N |  | N |  | N | Prior to FY1415=NOT required
E00929 | 13-14 | 2013-11-01 | 2017-11-01 |  | Part Funded | University Funded | Imedos Systems | Dynamic retinal vessel analyser system | Dynamic retinal vessel analyser | Images arteries and veins at the back of the eye | Wellcome Trust Clinical Research Facility (Ground floor, exercise lab) | Wellcome Clinical Research Facility | Adam Greenstein | Adam Greenstein | 1 Good | 1 State of art | 1 Dedicated to particular experiment | 0 | MHS | Cardiovascular Sciences | 1158051 | no | 3C6 | 3. Materials Characterisation | C. Imaging | 6. Optical | y | Yes in Dec13. (Gemma Lyons confirmed it was 50% prepayment in Sep'13.) | 2013-12-12 |  |  | AA07541 | AA07541 | 9011 | AA07541 | 6522 | 9013 | 00 | 55763 | 38337.0625 | 17425.9375 | 0 | 1161.7292 | 55763 | [12 empty] | 55763 | 37175.3333 |  | 1161.7292 | [23 empty] | 38337.0625 | 48 | 4 | Motor vehicles and other general equipment |  | N |  | N |  | N |  | N |  | Y
E00929 | 13-14 | 2013-11-01 | 2014-11-01 06:00 |  | Part Funded | Research | Imedos Systems | Dynamic retinal vessel analyser system | Dynamic retinal vessel analyser | Images arteries and veins at the back of the eye | Wellcome Trust Clinical Research Facility (Ground floor, exercise lab) | Wellcome Clinical Research Facility | Adam Greenstein | Adam Greenstein | 1 Good | 1 State of art | 1 Dedicated to particular experiment | 0 | MHS | Cardiovascular Sciences | 1158051 | no | 3C6 | 3. Materials Characterisation | C. Imaging | 6. Optical | y | Yes in Dec13. (Gemma Lyons confirmed it was 50% prepayment in Sep'13.) | 2013-12-12 |  |  | R116446 | R116446 | 9011 | R116446 | 6520 | 9013 | 31 | 55762.99 | 55762.99 | 0 | 0 | 0 | 55762.99 | [12 empty] | 55762.99 | 55762.99 |  | 0 | [23 empty] | 55762.99 | 12 | 1 | Does not match Policy. Check | Fully written down - thus will not be reviewed any further (Assume written off in line with grant portion of funding) | N |  | N |  | N |  | N |  | Y
E00930 | 13-14 | 2013-09-01 | 2017-09-01 |  | Part Funded | HEFCE | Fluidigm |  | Biomark HD | RNA expression profiling | MBCF, PICR |  | Stuart Pepper | Stuart Pepper | 1 Good | 1 State of art | 2 General purpose research | 0.5 | MHS | Cancer Research UK Manchester Institute (CRUK MI) | 1142960 | Molecular Biology Core Facility http://www.paterson.man.ac.uk/Research/groups.aspx?id=26 | 4F2 | 4. Sample Measurement/Analysis | F. Proteins/Nucleic Acids | 2. PCR | y | Yes - shown by Muhammad Raja | 2013-11-21 | Verified as part of data cleanse exercise (March 2015) |  | AA11629 | AA11629 | 9011 | AA11629 | 6521 | 9013 | 10 | 169934.79 | 123910.7844 | 46024.0056 | 0 | 3540.3081 | 169934.79 | [12 empty] | 169934.79 | 120370.4763 |  | 3540.3081 | [23 empty] | 123910.7844 | 48 | 4 | Motor vehicles and other general equipment |  | N |  | N |  | N |  | N |  | Y
E00931 | 13-14 | 2013-11-01 | 2017-11-01 |  | Part Funded | University Funded | Xevo TQ-S System with UPCC System | Xevo TQ-S | Mass Spectrometer | analysis of molecules mass | stopford bldg, Rm 3.223 | Stopford Building | Neil O'Hara | Anna Nicolaou | 1 Good | 1 State of art | 1 Dedicated to particular experiment | 0 | MHS | Manchester Pharmacy School | 1158192 |  | 3B3 | 3. Materials Characterisation | B. Spectrometry | 3. Mass Spectrometry | y | Yes - was verified with Richard Cartwright | 2013-11-25 | Data confirmed as part of data cleanse exercise (March 2015). Asset not physically verified. |  | FB00164 | FB00164 | 9011 | AA12765 | 6522 | 9013 | 00 | 0 | 0 | 0 | 0 | 0 | 0 | [12 empty] | 0 | 0 |  | 0 | [23 empty] | 0 | 48 | 4 | Motor vehicles and other general equipment |  | N |  | N |  | N |  | N |  | Y |  |  | 21.01.16: 1)line was removed for funded by AA12160 due to zero balance as per Consolidation of multiple lines which is part of the exercise of FAR Cleanse. 18.02.16: Depreciation chg code amended as per JC email sent 18.02.16.
E00931 | 13-14 | 2013-11-01 | 2015-07-01 |  | Part Funded | Research | Xevo TQ-S System with UPCC System | Xevo TQ-S | Mass Spectrometer | analysis of molecules mass | stopford bldg, Rm 3.223 | Stopford Building | Neil O'Hara | Anna Nicolaou | 1 Good | 1 State of art | 1 Dedicated to particular experiment | 0 | MHS | Manchester Pharmacy School | 1158192 |  | 3B3 | 3. Materials Characterisation | B. Spectrometry | 3. Mass Spectrometry | y | Yes - was verified with Richard Cartwright | 2013-11-25 | Data confirmed as part of data cleanse exercise (March 2015). Asset not physically verified. |  | R116685 | R116685 | 9011 | R116685 | 6520 | 9013 | 53 | 30000 | 30000 | 0 | 0 | 0 | 30000 | [12 empty] | 30000 | 30000 |  | 0 | [23 empty] | 30000 | 20 | 2 | Does not match Policy. Check | To match the grant end date 31.07.15 | N |  | N |  | N |  | N |  | Y |  |  | 21.01.16: 1)line was removed for funded by AA12160 due to zero balance as per Consolidation of multiple lines which is part of the exercise of FAR Cleanse
E00931 | 13-14 | 2013-11-01 | 2017-11-01 |  | Part Funded | Research | Xevo TQ-S System with UPCC System | Xevo TQ-S | Mass Spectrometer | analysis of molecules mass | stopford bldg, Rm 3.223 | Stopford Building | Neil O'Hara | Anna Nicolaou | 1 Good | 1 State of art | 1 Dedicated to particular experiment | 0 | MHS | Manchester Pharmacy School | 1158192 |  | 3B3 | 3. Materials Characterisation | B. Spectrometry | 3. Mass Spectrometry | y | Yes - was verified with Richard Cartwright | 2013-11-25 | Data confirmed as part of data cleanse exercise (March 2015). Asset not physically verified. |  | AA12765 | AA12765 | 9011 | AA12765 | 6522 | 9013 | 00 | 143934 | 98954.625 | 44979.375 | 0 | 2998.625 | 143934 | [12 empty] | 143934 | 95956 |  | 2998.625 | [23 empty] | 98954.625 | 48 | 4 | Motor vehicles and other general equipment |  | N |  | N |  | N |  | N |  | Y |  |  | 21.01.16: 1)line was removed for funded by AA12160 due to zero balance as per Consolidation of multiple lines which is part of the exercise of FAR Cleanse
E00932 | 13-14 | 2013-10-01 | 2017-10-01 |  | Part Funded | HEFCE | BD Biosciences | Aup Aria III | BD Sup Aria III (Flow Cytometry Analyser and Sorter) | special order flow cytometer for the sorting of cells into discrete populations under a class II environment | Paterson Institute - Room RG112 | Paterson Building | Jeff Barry | Steve Bagley | 1 Good | 1 State of art | 2 General purpose research | 0.5 | MHS | Cancer Research UK Manchester Institute (CRUK MI) | 1162147 | Imaging & flow cytometry http://www.paterson.man.ac.uk/Research/groups.aspx?id=18 | 3C6 | 3. Materials Characterisation | C. Imaging | 6. Optical | y | Yes - shown by Muhammad Raja | 2013-11-21 | Verified as part of data cleanse exercise (March 2015) |  | AA11629 | AA11629 | 9011 | AA11629 | 6521 | 9013 | 10 | 502773.01 | 356130.8821 | 146642.1279 | 0 | 10474.4377 | 502773.01 | [12 empty] | 502773.01 | 345656.4444 |  | 10474.4377 | [23 empty] | 356130.8821 | 48 | 4 | Motor vehicles and other general equipment |  | N |  | N |  | N |  | N |  | Y
E00933 | 13-14 | 2013-11-01 | 2017-11-01 |  | University Funded | University Funded | Alltech Association Applied Science Ltd | Aup Aria III | Reveleris X2 Flash Chromatography System | Flash chromatography is a process to separate target molecules and purify a product from a complex mixture | Chemistry Building 3.312 | Chemistry Building | Grigore Timco | Richard Winpenny | 1 Good | 1 State of art | 1 Dedicated to particular experiment | 0 | EPS | PSI | 1162403 | No | 3L5 | 3. Materials Characterisation | L. Chemical Analysis | 5. Chromatography | y |  |  |  |  | AA04622 | AA04622 | 9011 | AA04622 | 6522 | 9013 | 00 | 27600 | 18975 | 8625 | 0 | 575 | 27600 | [12 empty] | 27600 | 18400 |  | 575 | [23 empty] | 18975 | 48 | 4 | Motor vehicles and other general equipment |  | N |  | N |  | N |  | N |  | N | Prior to FY1415=NOT required
E00934 | 13-14 | 2015-07-01 | 2018-07-01 |  | University Funded | University Funded |  |  | Upgrade to Sirion SEM to allow Electron Beam Lithography | To support core analytical Atomic Microscopy Service and Research | B18 |  | Chris Muryn | Chris Muryn | 1 Good | 2 Good | 2 General purpose research | 0.1 | EPS | Chemistry | 1106753 | [5 empty] | y |  |  | Data confirmed as part of data cleanse exercise (March 2015). Asset not physically verified. |  | AA10325 | AA10325 | 9011 | AA10325 | 6522 | 9013 | 00 | 87613.2 | 31638.1 | 55975.1 | 0 | 2433.7 | 87613.2 | [12 empty] | 87613.2 | 29204.4 |  | 2433.7 | [23 empty] | 31638.1 | 36 | 3 | Equipment acquired for specific research projects |  | N |  | N |  | N |  | N |  | N | Prior to FY1415=NOT required |  | UEL amended to 3 years as agreed. 07.08.15
E00935 | 13-14 | 2013-08-01 | 2016-09-01 |  | Part Funded | Research | Laser Lines | F201 | Synrad Firestar Laser | Sealing of plastic containers | Loaned out to University of Lincoln |  | Zhipeng Wu | Zhipeng Wu | 1 Good | 1 State of art | 1 Dedicated to particular experiment | 0 | EPS | EEE | 1143945 | No | n/a |  |  |  | y | yes | 2015-07-01 | Still at Univ of Lincoln per Zhipeng Wu | as per Jun'15 verification exercise for FY14-15 YrEnd | R115581 | R115581 | 9011 | R115581 | 6520 | 9013 | 05 | 28978.95 | 28195.7351 | 783.2149 | 0 | 783.2149 | 28978.95 | [12 empty] | 28978.95 | 27412.5203 |  | 783.2149 | [23 empty] | 28195.7351 | 37 | 3 | Equipment acquired for specific research projects |  | N |  | N |  | N |  | Y |  | Y |  |  | 21.01.16: 1)line was removed for funded by AA01195 due to zero balance as per Consolidation of multiple lines which is part of the exercise of FAR Cleanse. 08.07.16: UEL amended as per Jun16 FAR reviews by EPS
E00935 | 13-14 | 2013-08-01 | 2017-08-01 |  | Part Funded | University Funded | Laser Lines | F201 | Synrad Firestar Laser | Sealing of plastic containers | Loaned out to University of Lincoln |  | Zhipeng Wu | Zhipeng Wu | 1 Good | 1 State of art | 1 Dedicated to particular experiment | 0 | EPS | EEE | 1143945 | No | n/a |  |  |  | y | yes | 2015-07-01 | Still at Univ of Lincoln per Zhipeng Wu | as per Jun'15 verification exercise for FY14-15 YrEnd | AA08285 | AA08285 | 9011 | AA08285 | 6522 | 9013 | 00 | 4139.85 | 3104.8875 | 1034.9625 | 0 | 86.2469 | 4139.85 | [12 empty] | 4139.85 | 3018.6406 |  | 86.2469 | [23 empty] | 3104.8875 | 48 | 4 | Motor vehicles and other general equipment |  | N |  | N |  | N |  | N |  | Y |  |  | 21.01.16: 1)line was removed for funded by AA01195 due to zero balance as per Consolidation of multiple lines which is part of the exercise of FAR Cleanse
E00936 | 13-14 | 2013-09-01 | 2017-09-01 |  | University Funded | University Funded | Thermo Scientific | MC | Helix MC Noble Mass Spectrometer | Mass spectrometer for noble gas isotope measurements | Williamson G50 | Williamson Building | John Cowpe | Ray Burgess | 1 Good | 2 Good | 1 Dedicated to particular experiment | 0 | EPS | SEAES | 1172921 | Isotope geochemistry and cosmochemistry research group http://www.seaes.manchester.ac.uk/our-research/researchgroups/isotopegeochemistryandcosmochemistry/ | 3B3 | 3. Materials Characterisation | B. Spectrometry | 3. Mass Spectrometry | y | yes | 2016-07-01 | Confirmed by Vikki Fellows with signed verification form | as per FY1516 YrEnd Verification & Impairments Exercise in Jul'16 | AA10328 | AA10328 | 9011 | AA10328 | 6522 | 9013 | 00 | 117000 | 85312.5 | 31687.5 | 0 | 2437.5 | 117000 | [12 empty] | 117000 | 82875 |  | 2437.5 | [23 empty] | 85312.5 | 48 | 4 | Motor vehicles and other general equipment |  | N |  | N |  | N |  | N |  | Y
E00937 | 13-14 | 2013-12-01 | 2017-12-01 |  | University Funded | University Funded | J A Woollam, USA | M2000U | Spectroscopic ellipsometer M2000U | Dynamic measurement of nanofilm growth detected from elliptical signal changes. | Room 3.18, Schuster Building | Schuster Building | Jamie Fearnley | Jian R Lu | 1 Good | 2 Good | 1 Dedicated to particular experiment | 0 | EPS | Physics | 1144543 | Biological Physics Lab | 3A4 | 3. Materials Characterisation | A. Spectroscopy | 4. Optical | y |  |  | Verified as part of data cleanse exercise (March 2015) |  | AA09727 | AA09727 | 9011 | AA09727 | 6522 | 9013 | 00 | 80936.4 | 53957.6 | 26978.8 | 0 | 1686.175 | 80936.4 | [12 empty] | 80936.4 | 52271.425 |  | 1686.175 | [23 empty] | 53957.6 | 48 | 4 | Motor vehicles and other general equipment |  | N |  | N |  | N |  | N |  | N | Prior to FY1415=NOT required
E00938 | 13-14 | 2013-09-01 | 2017-09-01 |  | Part Funded | HEFCE | Agilent | Bravo | Bravo automated fluidic platform | Automates sample preparation for molecular biology applications | PICR, RG4 | Paterson Building | Stuart Pepper | Stuart Pepper | 1 Good | 1 State of art | 2 General purpose research | 0.5 | MHS | Cancer Research UK Manchester Institute (CRUK MI) | 1144592 | MBCF http://www.paterson.man.ac.uk/Research/groups.aspx?id=26 | 6D1 | 6. Infrastructure | D. Laboratory | 1. Fluids | Y |  |  | Verified as part of data cleanse exercise (March 2015) |  | AA11629 | AA11629 | 9011 | AA11629 | 6521 | 9013 | 10 | 80000 | 58333.3333 | 21666.6667 | 0 | 1666.6667 | 80000 | [12 empty] | 80000 | 56666.6667 |  | 1666.6667 | [23 empty] | 58333.3333 | 48 | 4 | Motor vehicles and other general equipment |  | N |  | N |  | N |  | N |  | N | Prior to FY1415=NOT required
E00939 | 13-14 | 2013-10-01 | 2017-10-01 |  | University Funded | University Funded | LEICA | TCS SP8 AOBS | Confocal Microscope | Imaging fungi, fungus-host interactions and fungus-drug interactions. High throughput screening and high throughput multiparameter analysis. | CTF Building 2.24 | Core Technology Facility Building | Nick Read | Nick Read | 1 Good | 1 State of art | 1 Dedicated to particular experiment | 0 | MHS | Institute of Inflammation & Repair | 1158900/1168938 |  | 3D1 | 3. Materials Characterisation | D. Optical Microscopy | 1. Confocal | y | Yes, shown by Nick Read | 2013-12-17 | Data confirmed as part of data cleanse exercise (March 2015). Asset not physically verified. |  | AA07540 | AA07540 | 9011 | AA07540 | 6522 | 9013 | 00 | 279562.88 | 198023.7067 | 81539.1733 | 0 | 5824.2267 | 279562.88 | [12 empty] | 279562.88 | 192199.48 |  | 5824.2267 | [23 empty] | 198023.7067 | 48 | 4 | Motor vehicles and other general equipment |  | N |  | N |  | N |  | N |  | Y
E00940 | 13-14 | 2013-09-01 | 2016-09-01 18:00 |  | Part Funded | University Funded |  |  | Leica Multiphoton gatedSTED Microscope | A confocal, multi-photon and gated Stimulated Emission Depletion (gSTED) microscope on an inverted microscope. The gated Stimulated Emission Depletion (gSTED) microscope was installed with the aim of achieving greater resolution and clarity. Under gSTED illumination a resolution of less that 30nm can be attained thus it is possible to visualise biology at the molecular level. | Paterson Building, RG105 | Paterson Building | Steve Bagley | Steve Bagley | 1 Good | 1 State of art | 2 General purpose research | 0.1 | MHS | Cancer Research UK Manchester Institute (CRUK MI) | 1055387-Canx / V#1961386 |  | 4E5 | 4. Sample Measurement/Analysis | E. Optical | 5. High Resolution Imaging | y | yes, verified Muhammad Raja | 2013-12-12 | Verified as part of data cleanse exercise (March 2015) |  | AA08371 | AA08371 | 9011 | AA08371 | 6522 | 9013 | 00 | 654415 | 636236.8056 | 18178.1944 | 0 | 18178.1944 | 654415 | [12 empty] | 654415 | 618058.6111 |  | 18178.1944 | [23 empty] | 636236.8056 | 36 | 3 | Equipment acquired for specific research projects |  | N |  | N |  | N |  | Y |  | Y
E00940 | 13-14 | 2013-09-01 | 2016-09-01 |  | Part Funded | Research | Leica Microsystems |  | Leica Multiphoton gatedSTED Microscope | A confocal, multi-photon and gated Stimulated Emission Depletion (gSTED) microscope on an inverted microscope. The gated Stimulated Emission Depletion (gSTED) microscope was installed with the aim of achieving greater resolution and clarity. Under gSTED illumination a resolution of less that 30nm can be attained thus it is possible to visualise biology at the molecular level. | Advanced Imaging Facility, room to be confirmed |  | Steve Bagley | Steve Bagley | 1 Good | 1 State of art | 2 General purpose research | 0.1 | MHS | Cancer Research UK Manchester Institute (CRUK MI) | 1055387-Canx / V#1961386 |  | 4E5 | 4. Sample Measurement/Analysis | E. Optical | 5. High Resolution Imaging | y | yes, verified Muhammad Raja | 2013-12-12 | Data confirmed as part of data cleanse exercise (March 2015). Asset not physically verified. |  | R112021 | R112021 | 9011 | R112021 | 6520 | 9013 | 31 | 41046 | 39905.8333 | 1140.1667 | 0 | 1140.1667 | 41046 | [12 empty] | 41046 | 38765.6667 |  | 1140.1667 | [23 empty] | 39905.8333 | 36 | 3 | Equipment acquired for specific research projects |  | N |  | N |  | N |  | Y |  | Y |  |  | Grant renewed every 5 years and should use the default UEL rather than project end date. This is confirmed by Rachael Lyster on 15.02.16 email.
E00941 | 13-14 | 2013-11-01 | 2017-11-01 |  | Part Funded | University Funded | Lesa-Technology SA | RT Biolumicorder-mast 2013 | RT Biolumicorder-mast | In vivo bioluminescence recording | Stopford building, BSF unit, circadian area | Stopford Building | David Bechtold | David Bechtold | 1 Good | 1 State of art | 1 Dedicated to particular experiment | 0 | FLS | Life Sciences | 1109157/ V#1963893 | NO | 4G4 | 4. Sample Measurement/Analysis | G. Bio-Medical | 4. Whole Body | y |  |  | Verified as part of data cleanse exercise (March 2015) |  | AA10689 | AA10689 | 9011 | AA00158 | 6522 | 9013 | 00 | 47333.59 | 32541.8431 | 14791.7469 | 0 | 986.1165 | 47333.59 | [12 empty] | 47333.59 | 31555.7267 |  | 986.1165 | [23 empty] | 32541.8431 | 48 | 4 | Motor vehicles and other general equipment |  | N |  | N |  | N |  | N |  | N | Prior to FY1415=NOT required
E00941 | 13-14 | 2013-11-01 | 2017-11-01 |  | Part Funded | University Funded | Lesa-Technology SA | RT Biolumicorder-mast 2013 | RT Biolumicorder-mast | In vivo bioluminescence recording | Stopford building, BSF unit, circadian area | Stopford Building | David Bechtold | David Bechtold | 1 Good | 1 State of art | 1 Dedicated to particular experiment | 0 | FLS | Life Sciences | 1109157/ V#1963893 | NO | 4G4 | 4. Sample Measurement/Analysis | G. Bio-Medical | 4. Whole Body | y |  |  | Verified as part of data cleanse exercise (March 2015) |  | AA09331 | AA09331 | 9011 | AA00158 | 6522 | 9013 | 00 | 2752.89 | 1892.6119 | 860.2781 | 0 | 57.3519 | 2752.89 | [12 empty] | 2752.89 | 1835.26 |  | 57.3519 | [23 empty] | 1892.6119 | 48 | 4 | Motor vehicles and other general equipment |  | N |  | N |  | N |  | N |  | N | Prior to FY1415=NOT required
E00941 | 13-14 | 2013-11-01 | 2016-02-03 |  | Part Funded | Research | Lesa-Technology SA | RT Biolumicorder-mast 2013 | RT Biolumicorder-mast | In vivo bioluminescence recording | Stopford building, BSF unit, circadian area | Stopford Building | David Bechtold | David Bechtold | 1 Good | 1 State of art | 1 Dedicated to particular experiment | 0 | FLS | Life Sciences | 1109157/ V#1963893 | NO | 4G4 | 4. Sample Measurement/Analysis | G. Bio-Medical | 4. Whole Body | y |  |  | Verified as part of data cleanse exercise (March 2015) |  | R115457 | R115457 | 9011 | R115457 | 6520 | 9013 | 01 | 41676.28 | 41676.28 | 0 | 0 | 0 | 41676.28 | [12 empty] | 41676.28 | 41676.28 |  | 0 | [23 empty] | 41676.28 | 27 | 2 | Does not match Policy. Check | UEL amended as per grant end date; i.e. 03.02.2016 | N |  | N |  | N |  | N |  | N | Prior to FY1415=NOT required |  | 25.01.16: End of UEL amended as per grant end date.
E00942 | 13-14 | 2013-11-01 | 2017-11-01 |  | Part Funded | University Funded | BD Biosciences |  | BD Accuri™ C6 Flow Cytometer System | flow cytometry | St. Mary's Hospital, Floor 5, L.5.CT.309 | St Mary's Hospital | Berna Sayan |  | 1 Good | 1 State of art | 2 General purpose research |  | MHS | Institute of Cancer Sciences | 1180003 |  | 2E4 | 2. Process Equipment – Biological | E. Characterisation | 4. Cell Counters | y |  |  | Data confirmed as part of data cleanse exercise (March 2015). Asset not physically verified. |  | KA00073 | KA00073 | 9011 | AA12768 | 6522 | 9013 | 00 | 10000 | 6875 | 3125 | 0 | 208.3333 | 10000 | [12 empty] | 10000 | 6666.6667 |  | 208.3333 | [23 empty] | 6875 | 48 | 4 | Motor vehicles and other general equipment |  | N |  | N |  | N |  | N |  | N | Prior to FY1415=NOT required |  | 21.01.16: 1)line was removed for funded by WK00415 due to zero balance as per Consolidation of multiple lines which is part of the exercise of FAR Cleanse. 3)15.02.16: amendment made to Depn charge code as per Rachael Theodoulou email.
E00942 | 13-14 | 2013-11-01 | 2017-11-01 |  | Part Funded | University Funded | BD Biosciences |  | BD Accuri™ C6 Flow Cytometer System | flow cytometry | St. Mary's Hospital, Floor 5, L.5.CT.309 | St Mary's Hospital | Berna Sayan |  | 1 Good | 1 State of art | 2 General purpose research |  | MHS | Institute of Cancer Sciences | 1180003 |  | 2E4 | 2. Process Equipment – Biological | E. Characterisation | 4. Cell Counters | y |  |  | Data confirmed as part of data cleanse exercise (March 2015). Asset not physically verified. |  | FB00181 | FB00181 | 9011 | AA12768 | 6522 | 9013 | 00 | 4350 | 2990.625 | 1359.375 | 0 | 90.625 | 4350 | [12 empty] | 4350 | 2900 |  | 90.625 | [23 empty] | 2990.625 | 48 | 4 | Motor vehicles and other general equipment |  | N |  | N |  | N |  | N |  | N | Prior to FY1415=NOT required |  | 21.01.16: 1)line was removed for funded by WK00415 due to zero balance as per Consolidation of multiple lines which is part of the exercise of FAR Cleanse. 3)15.02.16: amendment made to Depn charge code as per Rachael Theodoulou email.
E00942 | 13-14 | 2013-11-01 | 2017-11-01 |  | Part Funded | University Funded | BD Biosciences |  | BD Accuri™ C6 Flow Cytometer System | flow cytometry | St. Mary's Hospital, Floor 5, L.5.CT.309 | St Mary's Hospital | Berna Sayan |  | 1 Good | 1 State of art | 2 General purpose research |  | MHS | Institute of Cancer Sciences | 1180003 |  | 2E4 | 2. Process Equipment – Biological | E. Characterisation | 4. Cell Counters | y |  |  | Data confirmed as part of data cleanse exercise (March 2015). Asset not physically verified. |  | FB00207 | FB00207 | 9011 | AA12768 | 6522 | 9013 | 00 | 14350 | 9865.625 | 4484.375 | 0 | 298.9583 | 14350 | [12 empty] | 14350 | 9566.6667 |  | 298.9583 | [23 empty] | 9865.625 | 48 | 4 | Motor vehicles and other general equipment |  | N |  | N |  | N |  | N |  | N | Prior to FY1415=NOT required |  | 21.01.16: 1)line was removed for funded by WK00415 due to zero balance as per Consolidation of multiple lines which is part of the exercise of FAR Cleanse. 3)15.02.16: amendment made to Depn charge code as per Rachael Theodoulou email.
E00944 | 13-14 | 2013-12-01 | 2015-03-01 |  | Other | HEFCE | Zeiss Xradia | 810 Ultra Nanotomography System 5.4 keV | ZEISS Xradia 810 Ultra Nanotomography System 5.4 keV | 50nm X-ray tomography system | Materials Science Centre Rm A36 | Materials Science Building | Tristan Lowe | Philip Withers | 1 Good | 1 State of art | 2 General purpose research | 0.5 | EPS | Materials | 1184166 | Yes | 3C2 | 3. Materials Characterisation | C. Imaging | 2. X-ray | y | yes | 2015-07-01 | PAUL JORDAN/JOHN GOODIER | as per Jun'15 verification exercise for FY14-15 YrEnd | AA12198 | AA12198 | 9011 | AA12198 | 6521 | 9013 | 10 | 1587808.93 | 1587808.93 | 0 | 0 | 0 | 1587808.93 | [12 empty] | 1587808.93 | 1587808.93 |  | 0 | [23 empty] | 1587808.93 | 15 | 1 | Does not match Policy. Check | Grant end date is the end of UEL date, thus shorter UEL | N |  | N |  | N |  | N |  | Y
E00945 | 13-14 | 2014-03-01 | 2018-03-01 |  | Part Funded | University Funded | Andor Microscopy Systems | Revolution XL | Upright spinning disc confocal microscope with FRAPP capacity | Images calcium events in intact vascular tissues (endothelium and vascular smooth muscle) | Rm 3.06g, CTF | Core Technology Facility Building | Adam Greenstein | Adam Greenstein | 1 Good | 1 State of art | 1 Dedicated to particular experiment | 0 | MHS | Cardiovascular Sciences | 1154306 | no | 3D1 | 3. Materials Characterisation | D. Optical Microscopy | 1. Confocal | y | Yes, with Adam Greenstein | 2014-05-14 |  |  | AA07541 | AA07541 | 9011 | AA07541 | 6522 | 9013 | 00 | 109643.5 | 66242.9479 | 43400.5521 | 0 | 2284.2396 | 109643.5 | [12 empty] | 109643.5 | 63958.7083 |  | 2284.2396 | [23 empty] | 66242.9479 | 48 | 4 | Motor vehicles and other general equipment |  | N |  | N |  | N |  | N |  | Y |  |  | 21.01.16: 1)line was removed for funded by AA04153 due to zero balance as per Consolidation of multiple lines which is part of the exercise of FAR Cleanse
E00945 | 13-14 | 2014-03-01 | 2016-08-01 16:30 |  | Part Funded | Research | Andor Microscopy Systems | Revolution XL | Upright spinning disc confocal microscope with FRAPP capacity | Images calcium events in intact vascular tissues (endothelium and vascular smooth muscle) | Rm 3.06g, CTF | Core Technology Facility Building | Adam Greenstein | Adam Greenstein | 1 Good | 1 State of art | 1 Dedicated to particular experiment | 0 | MHS | Cardiovascular Sciences | 1154306 | no | 3D1 | 3. Materials Characterisation | D. Optical Microscopy | 1. Confocal | y | Yes, with Adam Greenstein | 2014-05-14 |  |  | R116446 | R116446 | 9011 | R116446 | 6520 | 9013 | 31 | 107960.5 | 107960.5 | 0 | 0 | 3722.7759 | 107960.5 | [12 empty] | 107960.5 | 104237.7241 |  | 3722.7759 | [23 empty] | 107960.5 | 29 | 2 | Does not match Policy. Check | The funded portion of the asset is being written off in line with the grant end date | N |  | N |  | N |  | N | Remaining NBV will be depreciated in Aug'16 as per the UEL end date | Y |  |  | 21.01.16: 1)line was removed for funded by AA04153 due to zero balance as per Consolidation of multiple lines which is part of the exercise of FAR Cleanse
E00946 | 13-14 | 2014-05-01 | 2018-05-01 |  | University Funded | University Funded | Herzog | Variation Braider type VF1/(4-32)-140 | 3D Braiding machine for advanced composites and medical devices | 3D Braiding machine for advanced composites and medical devices |  |  | Dhaval Jetavat | Prasad Potluri | 1 Good | 1 State of art | 3 Research and Teaching | 0.5 | EPS | Faculty Office Dean | 1132810 | [5 empty] | y | yes | 2015-07-01 | PAUL JORDAN/JOHN GOODIER | as per Jun'15 verification exercise for FY14-15 YrEnd | AA11758 | AA11758 | 9011 | AA11758 | 6522 | 9013 | 00 | 41118.43 | 23129.1169 | 17989.3131 | 0 | 856.634 | 41118.43 | [12 empty] | 41118.43 | 22272.4829 |  | 856.634 | [23 empty] | 23129.1169 | 48 | 4 | Motor vehicles and other general equipment |  | N |  | N |  | N |  | N |  | Y |  |  | 22.03.16: 'School' reclassed as per JC instruction.
E00947 | 13-14 | 2014-02-01 | 2018-02-01 |  | University Funded | University Funded | Applikon Biotechnology UK | MiniBio | 500ml Autoclavable MiniBio Bundle with Mycontrol Microbial System | chemostat/bioreactor | B29, Williamson Building | Williamson Building | Sam Shaw | Sam Shaw | 1 Good | 1 State of art | 2 General purpose research | 0 | EPS | SEAES | 1151579 | no | 1G6 | 1. Process Equipment – Physical | G. Chemical Reactor | 6. Automated Synthesis | y | yes | 2016-07-01 | Confirmed by Vikki Fellows with signed verification form | as per FY1516 YrEnd Verification & Impairments Exercise in Jul'16 | AA11286 | AA11286 | 9011 | AA11286 | 6522 | 9013 | 00 | 33464.4 | 20915.25 | 12549.15 | 0 | 697.175 | 33464.4 | [12 empty] | 33464.4 | 20218.075 |  | 697.175 | [23 empty] | 20915.25 | 48 | 4 | Motor vehicles and other general equipment |  | N |  | N |  | N |  | N |  | Y | Prior to FY1415=NOT required
E00948 | 13-14 | 2014-01-01 | 2018-01-01 |  | Part Funded | University Funded | Cambustion Ltd | CPMA | Centrifugal Particle Mass Analyser (CPMA) | Select charged particles within an aerosol flow according to mass per particle for analysis with another instrument. | Simon 1.05 | Simon Building | James Allan | Gordon McFiggans | 1 Good | 1 State of art | 1 Dedicated to particular experiment | 0.5 | EPS | SEAES | 1173268 | No | 3M1 | 3. Materials Characterisation | M. Physical Properties | 1. Particle Size Analysis | y | yes | 2016-07-01 | Confirmed by Vikki Fellows with signed verification form | as per FY1516 YrEnd Verification & Impairments Exercise in Jul'16 | AA10328 | AA10328 | 9011 | AA10328 | 6522 | 9013 | 00 | 24000 | 15500 | 8500 | 0 | 500 | 24000 | [12 empty] | 24000 | 15000 |  | 500 | [23 empty] | 15500 | 48 | 4 | Motor vehicles and other general equipment |  | N |  | N |  | N |  | N |  | Y | Prior to FY1415=NOT required
E00948 | 13-14 | 2014-01-01 | 2015-08-01 02:17 |  | Part Funded | Research | Cambustion Ltd | CPMA | Centrifugal Particle Mass Analyser (CPMA) | Select charged particles within an aerosol flow according to mass per particle for analysis with another instrument. | Simon 1.05 | Simon Building | James Allan | Gordon McFiggans | 1 Good | 1 State of art | 1 Dedicated to particular experiment | 0.5 | EPS | SEAES | 1173268 | No | 3M1 | 3. Materials Characterisation | M. Physical Properties | 1. Particle Size Analysis | y | yes | 2016-07-01 | Confirmed by Vikki Fellows with signed verification form | as per FY1516 YrEnd Verification & Impairments Exercise in Jul'16 | R116451 | R116451 | 9011 | R116451 | 6520 | 9013 | 01 | 24000 | 24000 | 0 | 0 | 0 | 24000 | [12 empty] | 24000 | 24000 |  | 0 | [23 empty] | 24000 | 19 | 2 | Does not match Policy. Check | The funded portion of the asset is being written off in line with the grant end date | N |  | N |  | N |  | N | N/A - formula picking up Aug15 | Y | Prior to FY1415=NOT required
E00949 | 13-14 | 2013-12-01 | 2017-12-01 |  | Part Funded | HEFCE | Thermo |  | Thermo Scientific Cellomics Orbitor Robot | To increase the throughput of pre-existing equipment | Paterson Building FACS room | Paterson Building | Kang Zeng | Steve Bagley | 1 Good | 1 State of art | 1 Dedicated to particular experiment | 0.5 | MHS | Cancer Research UK Manchester Institute (CRUK MI) | 1183001 | yes http://www.cruk.manchester.ac.uk/Research/groups.aspx?id=18 | 3D7 | 3. Materials Characterisation | D. Optical Microscopy | 7. Fluorescence | Y |  |  |  |  | AA11629 | AA11629 | 9011 | AA11629 | 6521 | 9013 | 10 | 41848 | 27898.6667 | 13949.3333 | 0 | 871.8333 | 41848 | [12 empty] | 41848 | 27026.8333 |  | 871.8333 | [23 empty] | 27898.6667 | 48 | 4 | Motor vehicles and other general equipment |  | N |  | N |  | N |  | N |  | N | Prior to FY1415=NOT required
E00950 | 13-14 | 2014-02-01 | 2018-02-01 |  | Part Funded | University Funded | AB SCIEX |  | AB SCIEX QTRAP 6500 - ACA/OMICS | The QTRAP 6500 is a mass spectrometer that is used for targeted, quantitative hypothesis-driven experimentation. | WMIC second floor S04/S05 | Wolfson Molecular Imaging Centre | Andrew Williamson and Robert Graham | Anthony Whetton | 1 Good | 1 State of art | 1 Dedicated to particular experiment |  | MHS | Institute of Cancer Sciences | 1186549 | no | 3B3 | 3. Materials Characterisation | B. Spectrometry | 3. Mass Spectrometry | Y | Yes, with Robert Graham | 2014-02-19 |  |  | AA07542 | AA07542 | 9011 | AA07542 | 6522 | 9013 | 00 | 24928.33 | 15580.2063 | 9348.1237 | 0 | 519.3402 | 24928.33 | [12 empty] | 24928.33 | 15060.866 |  | 519.3402 | [23 empty] | 15580.2063 | 48 | 4 | Motor vehicles and other general equipment |  | N |  | N |  | N |  | N |  | Y
E00950 | 13-14 | 2014-02-01 | 2018-02-01 |  | Part Funded | University Funded | AB SCIEX |  | AB SCIEX QTRAP 6500 - ACA/OMICS | The QTRAP 6500 is a mass spectrometer that is used for targeted, quantitative hypothesis-driven experimentation. | WMIC second floor S04/S05 | Wolfson Molecular Imaging Centre | Andrew Williamson and Robert Graham | Anthony Whetton | 1 Good | 1 State of art | 1 Dedicated to particular experiment |  | MHS | Institute of Cancer Sciences | 1186549 | no | 3B3 | 3. Materials Characterisation | B. Spectrometry | 3. Mass Spectrometry | Y | Yes, with Robert Graham | 2014-02-19 |  |  | AD00572 | AD00572 | 9011 | AD00572 | 6522 | 9013 | 00 | 30771.67 | 19232.2938 | 11539.3762 | 0 | 641.0765 | 30771.67 | [12 empty] | 30771.67 | 18591.2173 |  | 641.0765 | [23 empty] | 19232.2938 | 48 | 4 | Motor vehicles and other general equipment |  | N |  | N |  | N |  | N |  | Y
E00950 | 13-14 | 2014-02-01 | 2017-02-01 18:00 |  | Part Funded | Research | AB SCIEX |  | AB SCIEX QTRAP 6500 - ACA/OMICS | The QTRAP 6500 is a mass spectrometer that is used for targeted, quantitative hypothesis-driven experimentation. | WMIC second floor S04/S05 | Wolfson Molecular Imaging Centre | Andrew Williamson and Robert Graham | Anthony Whetton | 1 Good | 1 State of art | 1 Dedicated to particular experiment |  | MHS | Institute of Cancer Sciences | 1186549 | no | 3B3 | 3. Materials Characterisation | B. Spectrometry | 3. Mass Spectrometry | Y | Yes, with Robert Graham | 2014-02-19 |  |  | R116038 | R116038 | 9011 | R116038 | 6520 | 9013 | 31 | 100000 | 83333.3333 | 16666.6667 | 0 | 2777.7778 | 100000 | [12 empty] | 100000 | 80555.5556 |  | 2777.7778 | [23 empty] | 83333.3333 | 36 | 3 | Equipment acquired for specific research projects |  | N |  | N |  | N |  | N |  | Y
E00951 | 13-14 | 2014-01-01 | 2015-03-01 |  | Other | HEFCE | Keyence | Keyence VK-X200 | Keyence Laser Scanning Confocal Microscope | microscope that provides near surface information using a laser | PSI, Alan Turing, Ground floor (to be housed temporarily in A11, The Mill) | Alan Turing Building | Grace Burke | Grace Burke | 1 Good | 1 State of art | 2 General purpose research | 0.8 | EPS | Materials | 1188607 | No | 3C6 | 3. Materials Characterisation | C. Imaging | 6. Optical | y | yes | 2015-07-01 | PAUL JORDAN/JOHN GOODIER | as per Jun'15 verification exercise for FY14-15 YrEnd | AA12198 | AA12198 | 9011 | AA12198 | 6521 | 9013 | 10 | 165744 | 165744 | 0 | 0 | 0 | 165744 | [12 empty] | 165744 | 165744 |  | 0 | [23 empty] | 165744 | 14 | 1 | Does not match Policy. Check | Grant end date is the end of UEL date, thus shorter UEL | N |  | N |  | N |  | N |  | Y
E00952 | 13-14 | 2014-01-01 | 2018-05-26 |  | Part Funded | University Funded |  |  | NanoMegas - ASTAR | grain orientation mapping in a TEM | Materials Science Building, add on the the Tecnai F30 based in A13 | Materials Science Building | Grace Burke |  | 1 Good | 1 State of art | 1 Dedicated to particular experiment | 0 | EPS | Materials | 1190663 |  | 3E3 | 3. Materials Characterisation | E. Electron/Ion Microscopy | 3. Transmission | y | Yes | 2016-07-01 | confirmed by signed year-end verification form | as per Jun'16 verification exercise for FY15-16 YrEnd | AA10532 | AA10532 | 9011 | AA10532 | 6522 | 9013 | 00 | 77905.2 | 46443.4846 | 31461.7154 | 0 | 1498.1769 | 77905.2 | [12 empty] | 77905.2 | 44945.3077 |  | 1498.1769 | [23 empty] | 46443.4846 | 53 | 4 | Motor vehicles and other general equipment |  | N |  | N |  | N |  | N |  | Y |  |  | 08.07.16: UEL amended as per Jun16 FAR reviews by EPS
E00952 | 13-14 | 2014-01-01 | 2018-05-26 |  | Part Funded | Research |  |  | NanoMegas - ASTAR | grain orientation mapping in a TEM | Materials Science Building, add on the the Tecnai F30 based in A13 | Materials Science Building | Grace Burke |  | 1 Good | 1 State of art | 1 Dedicated to particular experiment | 0 | EPS | Materials | 1190663 |  | 3H3 | 3. Materials Characterisation | H. Diffraction | 3. High Energy Electron | y | Yes | 2016-07-01 | confirmed by signed year-end verification form | as per Jun'16 verification exercise for FY15-16 YrEnd | R116509 | R116509 | 9011 | R116509 | 6520 | 9013 | 01 | 60094.8 | 35825.7462 | 24269.0538 | 0 | 1155.6692 | 60094.8 | [12 empty] | 60094.8 | 34670.0769 |  | 1155.6692 | [23 empty] | 35825.7462 | 53 | 4 | Motor vehicles and other general equipment |  | N |  | N |  | N |  | N |  | Y |  |  | 08.07.16: UEL amended as per Jun16 FAR reviews by EPS
E00953 | 13-14 | 2014-01-01 | 2015-03-01 |  | Other | HEFCE | Protochips | Poseidon 500 TEM specimen Holder | Protochips Poseidon 500 TEM specimen Holder | A stage that fits inside the electron microscope to control the environment | PSI, Alan Turing, Ground floor (to be housed temporarily in D20, The Mill) | Alan Turing Building | Grace Burke | Grace Burke | 1 Good | 1 State of art | 2 General purpose research | 0.8 | EPS | Materials | 1191385 | No | 3E5 | 3. Materials Characterisation | E. Electron/Ion Microscopy | 5. Sample Manipulation | y | yes | 2015-07-01 | PAUL JORDAN/JOHN GOODIER | as per Jun'15 verification exercise for FY14-15 YrEnd | AA12198 | AA12198 | 9011 | AA12198 | 6521 | 9013 | 10 | 194569.5 | 194569.5 | 0 | 0 | 0 | 194569.5 | [12 empty] | 194569.5 | 194569.5 |  | 0 | [23 empty] | 194569.5 | 14 | 1 | Does not match Policy. Check | Grant end date is the end of UEL date, thus shorter UEL | N |  | N |  | N |  | N |  | Y
E00954 | 13-14 | 2014-01-01 | 2018-01-01 |  | University Funded | University Funded |  |  | AV,VC Equipment -Seminar Room S5 | AV, VC and TC + furniture for seminar room | NIHR/WTCRF Room S5 Seminar Room |  | Paul Brown | Paul Brown | 1 Good | 1 State of art | 3 Research and Teaching | 0.5 | MHS | Wellcome Trust | 1170940 | Yes , NIHR/Wellcome Trust CRF | 6A6 | 6. Infrastructure | A. IT | 6. Display | y |  |  | Confirmed as part of data cleanse exercise (March 15) |  | AA01443 | AA01443 | 9011 | AA01443 | 6522 | 9013 | 00 | 33275.78 | 21490.6079 | 11785.1721 | 0 | 693.2454 | 33275.78 | [12 empty] | 33275.78 | 20797.3625 |  | 693.2454 | [23 empty] | 21490.6079 | 48 | 4 | Motor vehicles and other general equipment |  | N |  | N |  | N |  | N |  | N | Prior to FY1415=NOT required
E00955 | 13-14 | 2013-12-01 | 2015-03-01 |  | Other | HEFCE | Carl Zeiss | 520 Versa High-Resolution 3D X-ray Tomography Microscope System | ZEISS Xradia 520 Versa High-Resolution 3D X-ray Tomography Microscope System | Delivers high resolution 3D x-ray images of a wide variety of objects, inc. aerospace, composites, engineered components, minerals, shale gas samples. | Currently located in Henry Moseley Facility, Material Sciences Centre. But will be moved to PSI 3rd floor Alan Turing | Materials Science Building | Tristan Lowe | Philip Withers | 1 Good | 1 State of art | 2 General purpose research | 0.5 | EPS | Materials | 1185648 | Yes | 3C2 | 3. Materials Characterisation | C. Imaging | 2. X-ray | y | yes | 2015-07-01 | PAUL JORDAN/JOHN GOODIER | as per Jun'15 verification exercise for FY14-15 YrEnd | AA12198 | AA12198 | 9011 | AA12198 | 6521 | 9013 | 10 | 617247.15 | 617247.15 | 0 | 0 | 0 | 617247.15 | [12 empty] | 617247.15 | 617247.15 |  | 0 | [23 empty] | 617247.15 | 15 | 1 | Does not match Policy. Check | Grant end date is the end of UEL date, thus shorter UEL | N |  | N |  | N |  | N |  | Y
E00957 | 13-14 | 2014-09-01 | 2017-09-01 |  | University Funded | University Funded | Merlin Flight Simulation Group | MP521 and MP500 | Flight simulator | Flight simulator for use with admissions, aerospace teaching and the flight simulator society | George Begg Bldg, Rm A10 | George Begg Building | Dave Golding | Iain Dupère | 1 Good | 1 State of art | 1 Dedicated to particular experiment |  | EPS | MACE | 1190137 | Part of flight simulator facility in the school | 5A2 | 5. Large Scale Instruments | A. Simulated Environments | 2. Flight | y | Yes, with David Golding | 2014-08-14 |  |  | AA01508 | AA01508 | 9011 | AA01508 | 6522 | 9013 | 00 | 199200 | 127266.6667 | 71933.3333 | 0 | 5533.3333 | 199200 | [12 empty] | 199200 | 121733.3333 |  | 5533.3333 | [23 empty] | 127266.6667 | 36 | 3 | Equipment acquired for specific research projects |  | N |  | N |  | N |  | N |  | Y |  |  | UEL amended to 3 years as agreed. 07.08.15
E00958 | 13-14 | 2014-02-01 | 2018-02-01 |  | University Funded | University Funded | Agilent | Agilent NMR Magnet, 500 MHz 54 mm ASP | NMR Equipment | NMR magnet | B04 Chemistry | Chemistry Building | Chris Muryn | Gareth Morris | 1 Good | 2 Good | 2 General purpose research | 0 | EPS | Chemistry | 1183900 | No | 3A3 | 3. Materials Characterisation | A. Spectroscopy | 3. Nuclear Magnetic Resonance | y | Yes with Dr Chris Muryn | 2014-03-12 | Verified as part of data cleanse exercise (March 2015) |  | AA06215 | AA06215 | 9011 | AA06215 | 6522 | 9013 | 00 | 187772 | 117357.5 | 70414.5 | 0 | 3911.9167 | 187772 | [12 empty] | 187772 | 113445.5833 |  | 3911.9167 | [23 empty] | 117357.5 | 48 | 4 | Motor vehicles and other general equipment |  | N |  | N |  | N |  | N |  | Y
E00959 | 13-14 | 2014-05-01 | 2015-03-01 09:00 |  | Research | Research | Mbraun Intergas Systeme GmbH | Part number: 1500901 + accessories | MB-Unilab Plus glovebox (NNUF) | Glovebox with gas purification system for the safe preparation and handling of materials sensitive to oxygen and/or moisture. | Dalton Cumbrian Facility - Analytical Lab G.008 | Dalton Cumbrian Facility | Enrique Jimenez-Melero | Simon Pimblott | 1 Good | 2 Good | 2 General purpose research | 1 | EPS | Dalton Institute | 1168998 | Dalton Cumbrian Facility, as part of the National Nuclear User Facility | 1D3 | 1. Process Equipment – Physical | D. Controlled Environment | 3. Glove Box | y | yes | 2016-07-01 | Confirmed by Vikki Fellows with signed verification form | as per FY1516 YrEnd Verification & Impairments Exercise in Jul'16 | R116996 | R116996 | 9011 | R116996 | 6520 | 9013 | 01 | 26235.24 | 26235.24 | 0 | 0 | 0 | 26235.24 | [12 empty] | 26235.24 | 26235.24 |  | 0 | [23 empty] | 26235.24 | 10 | 1 | Does not match Policy. Check | UEL end dates coincide with the research grant end date, and this may not match the policy | N |  | N |  | N |  | N |  | Y |  |  | 21.01.16: 1)line was removed for funded by AA12134 due to zero balance as per Consolidation of multiple lines which is part of the exercise of FAR Cleanse
E00961 | 13-14 | 2014-07-01 | 2019-07-01 06:00 |  | University Funded | University Funded |  |  | CRM Applications Strategy | CRM Capital Increase | Virtual Asset - deeemed located with ITSD in Kilburn Building | Kilburn Building | Stuart Barker |  | 1 Good | 1 State of art | 2 General purpose research | 0 | PSS | ITS | 1208253 | no | 6A5 | 6. Infrastructure | A. IT | 5. Data Management | y | yes | 2016-07-01 | Confirmed by J.Bird with signed verification form | as per FY1516 YrEnd Verification & Impairments Exercise in Jul'16 | LA00662 | LA00662 | 9011 | LA00642 | 6522 | 9013 | 00 | 455427.86 | 189761.6083 | 265666.2517 | 0 | 7590.4643 | 455427.86 | [12 empty] | 455427.86 | 182171.144 |  | 7590.4643 | [23 empty] | 189761.6083 | 60 | 5 | Mainframe computers & propriety software |  | N |  | N |  | N |  | N |  | Y
E00962 | 13-14 | 2014-04-01 | 2018-05-26 |  | Part Funded | University Funded |  | model 695 | Precision Ion Polishing System II | TEM sample preparation | Materials Science Bldg, Rm A6 | Materials Science Building | Michael Preuss |  | 1 Good | 1 State of art | 2 General purpose research | 0.8 | EPS | Materials | 1196246 | [5 empty] | y | Yes | 2016-07-01 | confirmed by signed year-end verification form | as per Jun'16 verification exercise for FY15-16 YrEnd | AA10532 | AA10532 | 9011 | AA10532 | 6522 | 9013 | 00 | 58374 | 33356.5714 | 25017.4286 | 0 | 1191.3061 | 58374 | [12 empty] | 58374 | 32165.2653 |  | 1191.3061 | [23 empty] | 33356.5714 | 50 | 4 | Motor vehicles and other general equipment |  | N |  | N |  | N |  | N |  | Y |  | 7 | 08.07.16: UEL amended as per Jun16 FAR reviews by EPS
E00962 | 13-14 | 2014-04-01 | 2018-05-26 |  | Part Funded | Research |  | model 695 | Precision Ion Polishing System II | TEM sample preparation | Materials Science Bldg, Rm A6 | Materials Science Building | Michael Preuss |  | 1 Good | 1 State of art | 2 General purpose research | 0.8 | EPS | Materials | 1196246 | [5 empty] | y | Yes | 2016-07-01 | confirmed by signed year-end verification form | as per Jun'16 verification exercise for FY15-16 YrEnd | R116509 | R116509 | 9011 | R116509 | 6520 | 9013 | 01 | 58374 | 33356.5714 | 25017.4286 | 0 | 1191.3061 | 58374 | [12 empty] | 58374 | 32165.2653 |  | 1191.3061 | [23 empty] | 33356.5714 | 50 | 4 | Motor vehicles and other general equipment |  | N |  | N |  | N |  | N |  | Y |  | 7 | 08.07.16: UEL amended as per Jun16 FAR reviews by EPS
E00964 | 13-14 | 2015-03-01 | 2015-03-01 |  | Other | HEFCE | Gatan | Quantum | Post Column TEM Energy Filter (addition to asset R0727 -Titan ChemiSTEM G2 Transmission electron microscope | Post Column Energy Filter for performing electron energy loss spectroscopy and energy filtered TEM imaging | Rm A33.a, A Floor, Material Science Centre | Materials Science Building | Matthew Smith and Michael Faulkner | Sarah Haigh and Grace Burke | 1 Good | 1 State of art | 2 General purpose research | 0.5 | EPS | Materials | 1163604 | no | 3E3 | 3. Materials Characterisation | E. Electron/Ion Microscopy | 3. Transmission | y | yes | 2015-07-01 | PAUL JORDAN/JOHN GOODIER | as per Jun'15 verification exercise for FY14-15 YrEnd | AA12198 | AA12198 | 9011 | AA12198 | 6521 | 9013 | 10 | 764400 | 764400 | 0 | 0 | 0 | 764400 | [12 empty] | 764400 | 764400 |  | 0 | [23 empty] | 764400 | 1 | 0 | Does not match Policy. Check | Commissioning date was later than the grant end date (Per the 408 PA project end date report); thus end date entered = commissioning date. Thus asset is fully written down in line with the end of the grant. | N |  | Y | Commissioning date was later than the grant end date (Per the 408 PA project end date report); thus end date entered = commissioning date. Thus asset is fully written down in line with the end of the grant. | N |  | N |  | Y |  | 0
E00965 | 13-14 | 2014-01-01 | 2018-01-01 |  | Part Funded | University Funded | Armfield Ltd | CM12-A | 4 cylinder diesel engine test rig with dynamometer and control computer | Automotive diesel engine coupled to a dynomometer with control computer, such that the engine can be operated at controlled and programmable speeds and loads, to simulate typical on-road operation. | Simon aerosol chamber lab | Simon Building | Gordon McFiggans | Gordon McFiggans | 1 Good | 1 State of art | 1 Dedicated to particular experiment | 0.5 | EPS | SEAES | 1173135 | Part of (and providing an extended role for) the CAS chamber facility (http://www.cas.manchester.ac.uk/restools/aerosolchamber/) | 5B1 | 5. Large Scale Instruments | B. Controlled Environments | 1. Combustion | y | yes | 2016-07-01 | Confirmed by Vikki Fellows with signed verification form | as per FY1516 YrEnd Verification & Impairments Exercise in Jul'16 | AA10328 | AA10328 | 9011 | AA10328 | 6522 | 9013 | 00 | 29658 | 19154.125 | 10503.875 | 0 | 617.875 | 29658 | [12 empty] | 29658 | 18536.25 |  | 617.875 | [23 empty] | 19154.125 | 48 | 4 | Motor vehicles and other general equipment |  | N |  | N |  | N |  | N |  | Y | Prior to FY1415=NOT required | 0
E00965 | 13-14 | 2014-01-01 | 2017-12-31 |  | Part Funded | Research | Armfield Ltd | CM12-A | 4 cylinder diesel engine test rig with dynamometer and control computer | Automotive diesel engine coupled to a dynomometer with control computer, such that the engine can be operated at controlled and programmable speeds and loads, to simulate typical on-road operation. | Simon aerosol chamber lab | Simon Building | Gordon McFiggans | Gordon McFiggans | 1 Good | 1 State of art | 1 Dedicated to particular experiment | 0.5 | EPS | SEAES | 1173135 | Part of (and providing an extended role for) the CAS chamber facility (http://www.cas.manchester.ac.uk/restools/aerosolchamber/) | 5B1 | 5. Large Scale Instruments | B. Controlled Environments | 1. Combustion | y | yes | 2016-07-01 | Confirmed by Vikki Fellows with signed verification form | as per FY1516 YrEnd Verification & Impairments Exercise in Jul'16 | R116451 | R116451 | 9011 | R116451 | 6520 | 9013 | 01 | 29658 | 19561.6596 | 10096.3404 | 0 | 631.0213 | 29658 | [12 empty] | 29658 | 18930.6383 |  | 631.0213 | [23 empty] | 19561.6596 | 48 | 4 | Motor vehicles and other general equipment | UEL end date match to grant end date | N |  | N |  | N |  | N |  | Y | Prior to FY1415=NOT required | 0 | 26.01.16: Amendment made to UEL End date as per grant ended date
E00967 | 13-14 | 2015-06-01 | 2018-06-01 |  | University Funded | University Funded | Wittman Battenfeld | Model Micropower 15 | Wittmann-Battenfeld u-IM system | The fully electric Microsystem injection moulding machine is Battenfeld's production machine for manufacturing precision micro-components made of plastic. | Sackville street bldg, Rm A23.2 | Sackville Street Building | CA Griffiths | CA Griffiths | 1 Good | 1 State of art | 3 Research and Teaching | 0.9 | EPS | MACE | 1194112 | No | 6C10 | 6. Infrastructure | C. Workshop | 10. Moulding | y | Yes, with Dr Christian Griffiths | 2014-05-14 |  |  | AA01508 | AA01508 | 9011 | AA01508 | 6522 | 9013 | 00 | 103123.45 | 40103.5639 | 63019.8861 | 0 | 2864.5403 | 103123.45 | [12 empty] | 103123.45 | 37239.0236 |  | 2864.5403 | [23 empty] | 40103.5639 | 36 | 3 | Equipment acquired for specific research projects |  | N |  | N |  | N |  | N |  | Y |  | 0 | UEL amended to 3 years as agreed. 07.08.15
E00968 | 13-14 | 2014-08-01 | 2015-03-01 |  | Other | HEFCE | Oxford Instruments | Oxford AZtec Synergy Automated system | AZtec Synergy (AZtec EDS and EBSD) system for FEI Helios 660 FIB SEM | Oxford AZtec Synergy Automated system | The Mill, Rm A9a | The Mill | Grace Burke | Grace Burke | 1 Good | 1 State of art |  |  | EPS | Materials | 1211785 | No | 3B2 | 3. Materials Characterisation | B. Spectrometry | 2. X-ray | y | yes | 2015-07-01 | PAUL JORDAN/JOHN GOODIER | as per Jun'15 verification exercise for FY14-15 YrEnd | AA12198 | AA12198 | 9011 | AA12198 | 6521 | 9013 | 10 | 602575.37 | 602575.37 | 0 | 0 | 0 | 602575.37 | [12 empty] | 602575.37 | 602575.37 |  | 0 | [23 empty] | 602575.37 | 7 | 1 | Does not match Policy. Check | Grant end date is the end of UEL date, thus shorter UEL | N |  | N |  | N |  | N |  | Y |  | 2
E00969 | 13-14 | 2014-07-01 | 2018-07-01 |  | Other | HEFCE | Fujitsu | 640 Core compute node cluster, 483TB Lustre Appliance, 220TB On-Line Backup, Large Memory Servers | HPC system | Complete system for high performance computing support. | Paterson Building, RG15 server room | Paterson Building | Wei Xing | Crispin Miller | 1 Good | 1 State of art | 1 Dedicated to particular experiment | 0 | MHS | Cancer Research UK Manchester Institute (CRUK MI) | 1213199 |  | 6A1 | 6. Infrastructure | A. IT | 1. Server | y | Yes, with Muhammad Raja | 2014-06-10 | Verified as part of data cleanse exercise (March 2015) |  | AA11629 | AA11629 | 9011 | AA11629 | 6521 | 9013 | 10 | 354102.81 | 184428.5469 | 169674.2631 | 0 | 7377.1419 | 354102.81 | [12 empty] | 354102.81 | 177051.405 |  | 7377.1419 | [23 empty] | 184428.5469 | 48 | 4 | Motor vehicles and other general equipment |  | N |  | N |  | N |  | N |  | Y |  | 1 | 21.09.15: UEL amended to 4 years as per Gemma Lyons' email on 17.09.15
E00970 | 13-14 | 2014-05-01 | 2014-05-01 |  | Part Funded | Research | Leica | Leica DM2500 with Renishaw VIS Confocal Micro-Raman and Bruker AFM System | Raman Spectroscopy incorporating Atomic Force Microscopy Equipment | Raman Spectroscopy incorporating Atomic Force Microscopy Equipment that has the ability to (i) incorporate multi laser systems with wavelengths of 408 nm, 532 nm and 633 nm to detect and accurately quantify with minimal background interference, small molecules and peptides within biological systems; (ii) perform tip enhanced Raman scattering; (iii) contain stopped flow and heated stages for protein characterisation. | MIB (Room LG.045B) | MIB Building | Derren Heyes | Roy Goodacre | 1 Good | 2 Good | 1 Dedicated to particular experiment | 0 | EPS | Chemistry | 1213344 | No | 3A1 | 3. Materials Characterisation | A. Spectroscopy | 1. Raman | y | Yes, with David Ellis | 2014-05-20 | Verified as part of data cleanse exercise (March 2015) |  | R116780 | R116780 | 9011 | R116780 | 6520 | 9013 | 01 | 385587 | 385587 | 0 | 0 | 0 | 385587 | [12 empty] | 385587 | 385587 |  | 0 | [23 empty] | 385587 | 1 | 0 | Does not match Policy. Check | Commissioning date was later than the grant end date (Per the 408 PA project end date report); thus end date entered = commissioning date. Thus asset is fully written down in line with the end of the grant. | N |  | Y | Commissioning date was later than the grant end date (Per the 408 PA project end date report); thus end date entered = commissioning date. Thus asset is fully written down in line with the end of the grant. | N |  | N |  | Y |  | 0 | 27.01.16: consolidated multiple lines to one as per the FAR Cleanse exercise
E00971 | 13-14 | 2014-03-01 | 2018-03-01 |  | Other | HEFCE | Beckman | Optima MAX-XP Benchtop Ultracentrifuge | Optima MAX-XP Benchtop Ultracentrifuge | High speed centriguge to evaluate fractionation of single CTCs and the cell free components present of cancer patient blood | Paterson Building, RS79 | Paterson Building | Ged Brady | Ged Brady | 1 Good | 1 State of art | 1 Dedicated to particular experiment | 0 | MHS | Cancer Research UK Manchester Institute (CRUK MI) | 1217846 |  | 2B1 | 2. Process Equipment – Biological | B. Centrifuge | 1. Ultracentrifuges | y |  |  | Data confirmed as part of data cleanse exercise (March 2015). Asset not physically verified. |  | AA11629 | AA11629 | 9011 | AA11629 | 6521 | 9013 | 10 | 59656.52 | 36042.4808 | 23614.0392 | 0 | 1242.8442 | 59656.52 | [12 empty] | 59656.52 | 34799.6367 |  | 1242.8442 | [23 empty] | 36042.4808 | 48 | 4 | Motor vehicles and other general equipment |  | N |  | N |  | N |  | N |  | N | Prior to FY1415=NOT required | 1
E00972 | 13-14 | 2014-04-01 | 2018-04-01 |  | University Funded | University Funded | Simbionix | Lap Mentor | Simbionix Lap Mentor with forced feedback | Surgical simulator that allows surgeons to practice keyhole and endoscopic surgical techniques | Stopford 3.431 | Stopford Building | Katherine Howick | Simon Merrywest | 1 Good | 1 State of art | 1 Dedicated to particular experiment | 0.1 | FLS | Life Sciences | 1219232 | manchester.ac.uk/surgical skills centre | 6A7 | 6. Infrastructure | A. IT | 7. Digitisation | y | Yes, with Katie Howick | 2014-05-20 | Verified as part of data cleanse exercise (March 2015) |  | AA00010 | AA00010 | 9011 | AA00158 | 6522 | 9013 | 00 | 144000 | 84000 | 60000 | 0 | 3000 | 144000 | [12 empty] | 144000 | 81000 |  | 3000 | [23 empty] | 84000 | 48 | 4 | Motor vehicles and other general equipment |  | N |  | N |  | N |  | N |  | Y |  | 0
E00973 | 13-14 | 2014-04-01 | 2018-04-01 |  | University Funded | University Funded | Thermo Dionex | NanoRSLC | Nano RSLC chromatography system | Small scale chromatograph system for use with a mass spectrometer | Michael Smith B.2071 | Michael Smith Building | David Knight | David Knight | 1 Good | 1 State of art | 1 Dedicated to particular experiment | 0 | FLS | Life Sciences | 1223615 / 1237625 / v#2166949 | The Bio-MS Research Core Facility | 3L5 | 3. Materials Characterisation | L. Chemical Analysis | 5. Chromatography | y |  |  |  |  | AA00010 | AA00010 | 9011 | AA00158 | 6522 | 9013 | 00 | 46443.11 | 27091.8142 | 19351.2958 | 0 | 967.5648 | 46443.11 | [12 empty] | 46443.11 | 26124.2494 |  | 967.5648 | [23 empty] | 27091.8142 | 48 | 4 | Motor vehicles and other general equipment |  | N |  | N |  | N |  | N |  | N | Prior to FY1415=NOT required | 0
E00974a | 13-14 | 2014-06-01 | 2018-06-01 |  | University Funded | University Funded |  | XFe96 | 1) XFe96 Extracellular Flux Analyzer | Simultaneously measures glycolysis and mitochondrial metabolism in cells or tissue using a 96 well plate format | Michael Smith Bldg, Rm A.1030 but to be moved to Rm C.4229 by end of Jul'14 | Michael Smith Building | Jason Bruce | Jason Bruce | 1 Good | 1 State of art | 1 Dedicated to particular experiment | 0 | FLS | Life Sciences | 1235575 | This will be part of the FLS Core Facility, but has not been set up yet (FLS Core Facility weblink: http://www.ls.manchester.ac.uk/research/facilities/) | 4G5 | 4. Sample Measurement/Analysis | G. Bio-Medical | 5. Cells | y | Yes, with Jason Bruce | 2014-07-21 | Verified as part of data cleanse exercise (March 2015) |  | AA00010 | AA00010 | 9011 | AA00158 | 6522 | 9013 | 00 | 114223.25 | 61870.9271 | 52352.3229 | 0 | 2379.651 | 114223.25 | [12 empty] | 114223.25 | 59491.276 |  | 2379.651 | [23 empty] | 61870.9271 | 48 | 4 | Motor vehicles and other general equipment |  | N |  | N |  | N |  | N |  | Y |  | 1
E00974b | 13-14 | 2014-07-01 | 2018-07-01 |  | University Funded | University Funded | Seahorse Bioscience, Inc. | H35 and additional "Olympic" workstation currently under development | 2) Whitley H35 HEPA Hypoxystation | Dual hypoxic workstation to house the Seahorse XFe96 workstation with an additional combined hypoxia workstation for cell culture under hypoxic conditions | Michael Smith Bldg, Rm C.4229 | Michael Smith Building | Jason Bruce | Jason Bruce | 1 Good | 1 State of art | 1 Dedicated to particular experiment | 0 | FLS | Life Sciences | 1235610 | This will be part of the FLS Core Facility, but has not been set up yet (FLS Core Facility weblink: http://www.ls.manchester.ac.uk/research/facilities/) | 4G5 | 4. Sample Measurement/Analysis | G. Bio-Medical | 5. Cells | y | Yes, with Jason Bruce | 2014-07-21 | Verified as part of data cleanse exercise (March 2015) |  | AA00010 | AA00010 | 9011 | AA00158 | 6522 | 9013 | 00 | 7743.84 | 4033.25 | 3710.59 | 0 | 161.33 | 7743.84 | [12 empty] | 7743.84 | 3871.92 |  | 161.33 | [23 empty] | 4033.25 | 48 | 4 | Motor vehicles and other general equipment |  | N |  | N |  | N |  | N |  | Y |  | 0
E00974b | 13-14 | 2014-07-01 | 2018-07-01 |  | University Funded | University Funded | Seahorse Bioscience, Inc. | H35 and additional "Olympic" workstation currently under development | 2) Whitley H35 HEPA Hypoxystation | Dual hypoxic workstation to house the Seahorse XFe96 workstation with an additional combined hypoxia workstation for cell culture under hypoxic conditions | Michael Smith Bldg, Rm C.4229 | Michael Smith Building | Jason Bruce | Jason Bruce | 1 Good | 1 State of art | 1 Dedicated to particular experiment | 0 | FLS | Life Sciences | 1235610 | This will be part of the FLS Core Facility, but has not been set up yet (FLS Core Facility weblink: http://www.ls.manchester.ac.uk/research/facilities/) | 4G5 | 4. Sample Measurement/Analysis | G. Bio-Medical | 5. Cells | y | Yes, with Jason Bruce | 2014-07-21 | Verified as part of data cleanse exercise (March 2015) |  | AA04936 | AA04936 | 9011 | AA00158 | 6522 | 9013 | 00 | 55756.16 | 29039.6667 | 26716.4933 | 0 | 1161.5867 | 55756.16 | [12 empty] | 55756.16 | 27878.08 |  | 1161.5867 | [23 empty] | 29039.6667 | 48 | 4 | Motor vehicles and other general equipment |  | N |  | N |  | N |  | N |  | Y |  | 0
E00975 | 13-14 | 2014-05-01 | 2018-05-01 |  | Other | HEFCE | Fluidigm | C1 Module | C1 SINGLE CELL AUTO PREP SYSTEM | RNA expression profiling | Paterson Building, RG1 | Paterson Building | Stuart Pepper | Stuart Pepper | 1 Good | 1 State of art | 2 General purpose research | 0 | MHS | Cancer Research UK Manchester Institute (CRUK MI) | 1230776 | Molecular Biology Core Facility | 4F2 | 4. Sample Measurement/Analysis | F. Proteins/Nucleic Acids | 2. PCR | y | Yes, with Muhammad Raja | 2014-06-10 | Verified as part of data cleanse exercise (March 2015) |  | AA11629 | AA11629 | 9011 | AA11629 | 6521 | 9013 | 10 | 105741 | 59479.3125 | 46261.6875 | 0 | 2202.9375 | 105741 | [12 empty] | 105741 | 57276.375 |  | 2202.9375 | [23 empty] | 59479.3125 | 48 | 4 | Motor vehicles and other general equipment |  | N |  | N |  | N |  | N |  | Y |  | 0
E00976 | 13-14 | 2014-04-01 | 2018-04-01 |  | Part Funded | University Funded | Li-Cor Biosciences UK Ltd | 9140-CAP | 9140-CAP Odyssey CLx Infrared Imaging System | Quantitative western blotting using direct infrared imaging with fluorescent infrared dyes Wide linear range Simultaneous 2-colour detection in the 710-830 | A wing, 2nd floor labs, Michael Smith building | Michael Smith Building | Andrew Gilmore | Charles Streuli | 1 Good | 1 State of art | 1 Dedicated to particular experiment | 0 | FLS | Life Sciences | 1241144 | no | 3C3 | 3. Materials Characterisation | C. Imaging | 3. Infra-Red | y |  |  |  |  | AA00010 | AA00010 | 9011 | AA00158 | 6522 | 9013 | 00 | 29000 | 16916.6667 | 12083.3333 | 0 | 604.1667 | 29000 | [12 empty] | 29000 | 16312.5 |  | 604.1667 | [23 empty] | 16916.6667 | 48 | 4 | Motor vehicles and other general equipment |  | N |  | N |  | N |  | N |  | N | Prior to FY1415=NOT required | 0
E00976 | 13-14 | 2014-04-01 | 2015-11-01 02:17 |  | Part Funded | Research | Li-Cor Biosciences UK Ltd | 9140-CAP | 9140-CAP Odyssey CLx Infrared Imaging System | Quantitative western blotting using direct infrared imaging with fluorescent infrared dyes Wide linear range Simultaneous 2-colour detection in the 710-830 | A wing, 2nd floor labs, Michael Smith building | Michael Smith Building | Andrew Gilmore | Charles Streuli | 1 Good | 1 State of art | 1 Dedicated to particular experiment | 0 | FLS | Life Sciences | 1241144 | no | 3C3 | 3. Materials Characterisation | C. Imaging | 3. Infra-Red | y |  |  |  |  | R111732 | R111732 | 9011 | R111732 | 6520 | 9013 | 31 | 21438.15 | 21438.15 | 0 | 0 | 0 | 21438.15 | [12 empty] | 21438.15 | 21438.15 |  | 0 | [23 empty] | 21438.15 | 19 | 2 | Does not match Policy. Check | The funded portion of the asset is being written off in line with the grant end date | N |  | N |  | N |  | N |  | N | Prior to FY1415=NOT required | 0
E00977 | 13-14 | 2014-10-01 | 2017-10-01 |  | University Funded | University Funded | Terra Dotta | n/a | STUDENT PLACEMENT MANAGEMENT SYSTEM | Terra Dotta Placement System | Virtual Asset - deeemed located with ITSD in Kilburn Building | Kilburn Building | Stuart Barker |  | 1 Good | 1 State of art | 1 Dedicated to particular experiment | 0 | PSS | ITS | 1224185 | no | 6A5 | 6. Infrastructure | A. IT | 5. Data Management | y | yes | 2016-07-01 | Confirmed by J.Bird with signed verification form | as per FY1516 YrEnd Verification & Impairments Exercise in Jul'16 | LA00645 | LA00645 | 9011 | LA00642 | 6522 | 9013 | 00 | 67226.3 | 41082.7389 | 26143.5611 | 0 | 1867.3972 | 67226.3 | [12 empty] | 67226.3 | 39215.3417 |  | 1867.3972 | [23 empty] | 41082.7389 | 36 | 3 | Equipment acquired for specific research projects |  | N |  | N |  | N |  | N |  | Y |  | 1 | UEL amended to 3 years as agreed. 07.08.15
E00979 | 13-14 | 2014-03-01 | 2018-03-01 |  | University Funded | University Funded | Singer Instruments | Rotor HDA | Singer Rotor HDA robot | Colony picking Robot | Michael Smith Building B2087 | Michael Smith Building | Knight and Delneri | Knight and Delneri | 1 Good | 1 State of art | 2 General purpose research | 0 | FLS | Life Sciences | 1221024 | Genomic Technologies | 1H1 | 1. Process Equipment – Physical | H. Sample Manipulation | 1. Robot | y |  |  | Verified as part of data cleanse exercise (March 2015) |  | AA00010 | AA00010 | 9011 | AA00158 | 6522 | 9013 | 00 | 75900 | 45856.25 | 30043.75 | 0 | 1581.25 | 75900 | [12 empty] | 75900 | 44275 |  | 1581.25 | [23 empty] | 45856.25 | 48 | 4 | Motor vehicles and other general equipment |  | N |  | N |  | N |  | N |  | N | Prior to FY1415=NOT required | 0
E00980 | 13-14 | 2014-05-01 | 2015-03-01 |  | Other | HEFCE | Protochips | Saturn Gas System | Saturn Gas Cell In Situ System | This equipment will permit the unique study of gas-metal reactions, including oxidation, catalysis reactions, and hydride formation, in a wide variety of materials in the Analytical Transmission Electron Microscopes at the University. This will enable state-of-the-art research into gas-metal reactions and attract external industrial and scientific attention. | MSC Titan Room - A-floor Room A33a |  | Sarah Haigh | Sarah Haigh and Grace Burke | 1 Good | 1 State of art | 2 General purpose research | 0.5 | EPS | Materials | 1220733 | no | E3E |  |  |  | y | yes | 2015-07-01 | PAUL JORDAN/JOHN GOODIER | as per Jun'15 verification exercise for FY14-15 YrEnd | AA12198 | AA12198 | 9011 | AA12198 | 6521 | 9013 | 10 | 167745.19 | 167745.19 | 0 | 0 | 0 | 167745.19 | [12 empty] | 167745.19 | 167745.19 |  | 0 | [23 empty] | 167745.19 | 10 | 1 | Does not match Policy. Check | The funded portion of the asset is being written off in line with the grant end date | N |  | N |  | N |  | N |  | Y |  | 4
E00981 | 13-14 | 2014-10-01 | 2017-10-01 |  | University Funded | University Funded | Olympus Keymed | LV200 | Bioluminescence system | Ultralow level imaging system to allow the viusalisation of signals coming from tissue sections and tissue culture cells over days/weeks. | Michael Smith Bldg, Rm D.1516 | Michael Smith Building | Peter March | Nancy Papalopulu | 1 Good | 1 State of art | 2 General purpose research | 0.5 | FLS | Life Sciences | 1247726 / 1248107 / 1248236 |  | 3C5 + 3C6 |  |  |  | y | No but photos of the equipment were sent by Peter March | 2014-10-21 |  |  | AA00010 | AA00010 | 9011 | AA00158 | 6522 | 9013 | 00 | 112633.59 | 68831.6383 | 43801.9517 | 0 | 3128.7108 | 112633.59 | [12 empty] | 112633.59 | 65702.9275 |  | 3128.7108 | [23 empty] | 68831.6383 | 36 | 3 | Equipment acquired for specific research projects |  | N |  | N |  | N |  | N |  | Y |  | 4 | UEL amended to 3 years as agreed. 07.08.15
E00982 | 13-14 | 2014-08-01 | 2017-08-01 |  | University Funded | University Funded | AB Sciex | 4465958 | 6500 Q-Trap | Hybrid triple quadrupole/ion trap mass spectrometry system with ion mobility isolation capability | Michael Smith B.2071 | Michael Smith Building | David Knight | David Knight | 1 Good | 1 State of art | 1 Dedicated to particular experiment | 0 | FLS | Life Sciences | 1253134 | The Bio-MS Research Core Facility | 3B3 | 3. Materials Characterisation | B. Spectrometry | 3. Mass Spectrometry | y | Yes, with David Knight | 2014-06-19 |  |  | AA00010 | AA00010 | 9011 | AA00158 | 6522 | 9013 | 00 | 206320 | 137546.6667 | 68773.3333 | 0 | 5731.1111 | 206320 | [12 empty] | 206320 | 131815.5556 |  | 5731.1111 | [23 empty] | 137546.6667 | 36 | 3 | Equipment acquired for specific research projects |  | N |  | N |  | N |  | N |  | Y |  | 0 | UEL amended to 3 years as agreed. 07.08.15
E00984 | 13-14 | 2014-09-01 | 2017-09-01 |  | University Funded | University Funded |  |  | 3D-Bioplotter | 3D-Bioplotter | Manchester Institiute of Biotechnology, Rm 1.057 |  | Paulo jorge Da silva bartolo | Paulo jorge Da silva bartolo | 1 Good |  |  |  | EPS | MACE | 1252044 & 1266369 | [5 empty] | y | Yes, with Paulo Jorge Da Silva bartolo | 2014-10-10 | Verified as part of data cleanse exercise (March 2015) |  | AA12598 | AA12598 | 9011 | AA12598 | 6522 | 9013 | 00 | 103792.8 | 66312.0667 | 37480.7333 | 0 | 2883.1333 | 103792.8 | [12 empty] | 103792.8 | 63428.9333 |  | 2883.1333 | [23 empty] | 66312.0667 | 36 | 3 | Equipment acquired for specific research projects |  | N |  | N |  | N |  | N |  | Y |  | 11 | UEL amended to 3 years as agreed. 07.08.15
E00985 | 13-14 | 2014-07-01 | 2018-07-01 |  | Other | HEFCE | Agilent | TapeStation | TapeStation | Nucleic acid electrophoresis | Paterson Building, RG3 | Paterson Building | Stuart Pepper | Stuart Pepper | 1 Good | 2 Good | 2 General purpose research | 0 | MHS | Cancer Research UK Manchester Institute (CRUK MI) | 1255680 & V#2285729 & 2285224 | Molecular Biology Core Facility | 4F4 | 4. Sample Measurement/Analysis | F. Proteins/Nucleic Acids | 4. Electrophoresis | y |  |  | Data confirmed as part of data cleanse exercise (March 2015). Asset not physically verified. |  | AA11629 | AA11629 | 9011 | AA11629 | 6521 | 9013 | 10 | 26200.84 | 13646.2708 | 12554.5692 | 0 | 545.8508 | 26200.84 | [12 empty] | 26200.84 | 13100.42 |  | 545.8508 | [23 empty] | 13646.2708 | 48 | 4 | Motor vehicles and other general equipment |  | N |  | N |  | N |  | N |  | N | Prior to FY1415=NOT required | 0
E00986 | 13-14 | 2014-06-01 | 2015-03-01 |  | Other | HEFCE | Carl Zeiss X-ray Microscopy Inc. | DCT Module | DCT Module for 520 system | First of its kind, laboratory-based (nonsynchrotron) 3D X-ray microscope module, optimized for Diffraction Contrast Tomography (DCT) imaging | HMXIF, A floor, Materials Science Centre, Rm A36b | Materials Science Building | Tristan Lowe | Philip Withers | 1 Good | 1 State of art | 2 General purpose research | 0.5 | EPS | Materials | 1191785 | Yes - Henry Moseley X-ray Imaging Facility | 3C2 | 3. Materials Characterisation | C. Imaging | 2. X-ray | y | yes | 2015-07-01 | PAUL JORDAN/JOHN GOODIER | as per Jun'15 verification exercise for FY14-15 YrEnd | AA12198 | AA12198 | 9011 | AA12198 | 6521 | 9013 | 10 | 455184.61 | 455184.61 | 0 | 0 | 0 | 455184.61 | [12 empty] | 455184.61 | 455184.61 |  | 0 | [23 empty] | 455184.61 | 9 | 1 | Does not match Policy. Check | Grant end date is the end of UEL date, thus shorter UEL | N |  | N |  | N |  | N |  | Y |  | 0
E00987 | 13-14 | 2015-06-01 | 2018-06-01 |  | University Funded | University Funded | Haas Automation Ltd | VF-255 Vertical | Haas VF-255 Machining Centre | 5 Axis CNC Machine | Pariser Building Workshop | Pariser Building | Les Bray | Les Bray | 1 Good | 1 State of art | 3 Research and Teaching | 0 | EPS | MACE | 1186357 | Pariser Building Workshop | 6C1 | 6. Infrastructure | C. Workshop | 1. CNC Machines | y |  |  |  |  | AA01508 | AA01508 | 9011 | AA01508 | 6522 | 9013 | 00 | 89870.4 | 34949.6 | 54920.8 | 0 | 2496.4 | 89870.4 | [12 empty] | 89870.4 | 32453.2 |  | 2496.4 | [23 empty] | 34949.6 | 36 | 3 | Equipment acquired for specific research projects |  | N |  | N |  | N |  | N |  | N | Prior to FY1415=NOT required | 0 | UEL amended to 3 years as agreed. 07.08.15
E00988 | 13-14 | 2014-05-01 | 2018-05-01 |  | Other | HEFCE | Leica | RX platform | Bond RX IHC platform | automated immunohistochemistry platform | Paterson Building, Histology lab | Paterson Building | Garry Ashton | Garry Ashton | 1 Good | 1 State of art | 2 General purpose research | 0 | MHS | Cancer Research UK Manchester Institute (CRUK MI) | 1255677 | Histology Core Facility | 2C4 | 2. Process Equipment – Biological | C. Tissue Processing | 4. Immunostainer | y |  |  | Data confirmed as part of data cleanse exercise (March 2015). Asset not physically verified. |  | AA11629 | AA11629 | 9011 | AA11629 | 6521 | 9013 | 10 | 92775.28 | 52186.095 | 40589.185 | 0 | 1932.8183 | 92775.28 | [12 empty] | 92775.28 | 50253.2767 |  | 1932.8183 | [23 empty] | 52186.095 | 48 | 4 | Motor vehicles and other general equipment |  | N |  | N |  | N |  | N |  | N | Prior to FY1415=NOT required | 0
E00989 | 13-14 | 2014-08-01 | 2018-08-01 |  | Other | HEFCE | Roche (Ventana) |  | Ventana Discovery ULTRA System | Enhanced multiplexing and immunofluorescence | Paterson Building Histology Lab | Paterson Building | Garry Ashton | Garry Ashton | 1 Good | 1 State of art | 1 Dedicated to particular experiment | 0 | MHS | Cancer Research UK Manchester Institute (CRUK MI) | 1233869 | yes http://www.cruk.manchester.ac.uk/Research/groups.aspx?id=18 | 2C4 | 2. Process Equipment – Biological | C. Tissue Processing | 4. Immunostainer | y |  |  |  |  | AA11629 | AA11629 | 9011 | AA11629 | 6521 | 9013 | 10 | 60000 | 30000 | 30000 | 0 | 1250 | 60000 | [12 empty] | 60000 | 28750 |  | 1250 | [23 empty] | 30000 | 48 | 4 | Motor vehicles and other general equipment |  | N |  | N |  | N |  | N |  | N | Prior to FY1415=NOT required | 1 | 1) UEL amended to 3 years as agreed. 07.08.15. 2)21.09.15: UEL amended to 4 years as per Gemma Lyons' email on 17.09.15
E00990 | 13-14 | 2014-02-01 | 2018-02-01 |  | University Funded | University Funded | Olympus | IX73 | Microscope - Olympus IX73 Imaging System | inverted fluorescence cell imaging | St. Mary's Hospital, Floor 5, L.5.CT.309 | St Mary's Hospital | Berna Sayan | Berna Sayan | 1 Good | 1 State of art | 1 Dedicated to particular experiment |  | MHS | Cancer Sciences | 1200348 |  | 3D7 | 3. Materials Characterisation | D. Optical Microscopy | 7. Fluorescence | y |  |  |  |  | AA07542 | AA07542 | 9011 | AA07542 | 6522 | 9013 | 00 | 35130.45 | 21956.5312 | 13173.9187 | 0 | 731.8844 | 35130.45 | [12 empty] | 35130.45 | 21224.6469 |  | 731.8844 | [23 empty] | 21956.5312 | 48 | 4 | Motor vehicles and other general equipment |  | N |  | N |  | N |  | N |  | N | Prior to FY1415=NOT required | 2
E00991 | 13-14 | 2015-06-01 | 2018-06-01 |  | University Funded | University Funded | regenHU | 3D Discovery system (3DD01) with UV Curing kit (UV-365NM) and Thermo polymer extruder (HM-300H) | 3D Discovery | A system for the manufacture of three-dimensional biological structures with up to four different mediums (cells/signal molecules/hydrogels/biomaterials). | Manchester Institute of Biotechnology |  | Paulo Bartolo | Paulo Bartolo | 1 Good | 1 State of art | 1 Dedicated to particular experiment |  | EPS | MACE | 1248227 | It will be part of the Manchester Biomanufacturing Centre |  |  |  |  | y |  |  | Data confirmed as part of data cleanse exercise (March 2015). Asset not physically verified. |  | AA12598 | AA12598 | 9011 | AA12598 | 6522 | 9013 | 00 | 61397.04 | 23876.6267 | 37520.4133 | 0 | 1705.4733 | 61397.04 | [12 empty] | 61397.04 | 22171.1533 |  | 1705.4733 | [23 empty] | 23876.6267 | 36 | 3 | Equipment acquired for specific research projects |  | N |  | N |  | N |  | N |  | N | Prior to FY1415=NOT required | 6 | UEL amended to 3 years as agreed. 07.08.15
E00992 | 13-14 | 2015-01-01 | 2015-03-01 |  | Other | HEFCE | Cameca | 50L | NanoSIMS | High spatial resolution elemental and isotopic analysis of solid samples | PSI, Ground floor, Alan Turing Building | Alan Turing Building | Ian Lyon | Ian Lyon | 1 Good | 1 State of art | 1 Dedicated to particular experiment | 0.5 | EPS | Materials | 1186665/1185172 | No | 3B3 | 3. Materials Characterisation | B. Spectrometry | 3. Mass Spectrometry | y | yes | 2015-07-01 | PAUL JORDAN/JOHN GOODIER | as per Jun'15 verification exercise for FY14-15 YrEnd | AA12198 | AA12198 | 9011 | AA12198 | 6521 | 9013 | 10 | 2715898.55 | 2715898.55 | 0 | 0 | 0 | 2715898.55 | [12 empty] | 2715898.55 | 2715898.55 |  | 0 | [23 empty] | 2715898.55 | 2 | 0 | Does not match Policy. Check | Grant end date is the end of UEL date, thus shorter UEL | N |  | N |  | N |  | N |  | Y |  | 0
E00993 | 13-14 | 2014-06-01 | 2018-06-01 |  | Other | HEFCE | Qiagen | PyroMark Q24 | PyroMark Q24 | Pyrosequencing | Paterson Building, RG3 | Paterson Building | Stuart Pepper | Stuart Pepper | 1 Good | 1 State of art | 2 General purpose research | 0 | MHS | Cancer Research UK Manchester Institute (CRUK MI) | 1247211 | Molecular Biology Core Facility | 4F3 | 4. Sample Measurement/Analysis | F. Proteins/Nucleic Acids | 3. Sequencers | y |  |  |  |  | AA11629 | AA11629 | 9011 | AA11629 | 6521 | 9013 | 10 | 33322.25 | 18049.5521 | 15272.6979 | 0 | 694.2135 | 33322.25 | [12 empty] | 33322.25 | 17355.3385 |  | 694.2135 | [23 empty] | 18049.5521 | 48 | 4 | Motor vehicles and other general equipment |  | N |  | N |  | N |  | N |  | N | Prior to FY1415=NOT required | 0
E00994 | 13-14 | 2014-08-01 | 2017-08-01 |  | University Funded | University Funded | MMM Medical Equipment UK Ltd | PL II 15-2 EL | Uniclean | Laboratory glassware dishwaher with RO water rinse. | B3063 Michael Smith | Michael Smith Building | Jill Hyde | Geoff Blunt | 1 Good | 2 Good | 3 Research and Teaching | 0 | FLS | Life Sciences | 1263586 | Core Facilities - Media Unit | 6D9 | 6. Infrastructure | D. Laboratory | 9. Washing | y |  |  |  |  | AA00010 | AA00010 | 9011 | AA00158 | 6522 | 9013 | 00 | 24529.59 | 16353.06 | 8176.53 | 0 | 681.3775 | 24529.59 | [12 empty] | 24529.59 | 15671.6825 |  | 681.3775 | [23 empty] | 16353.06 | 36 | 3 | Equipment acquired for specific research projects |  | N |  | N |  | N |  | N |  | N | Prior to FY1415=NOT required | 0 | UEL amended to 3 years as agreed. 07.08.15
E00996 | 13-14 | 2014-09-01 | 2017-09-01 |  | University Funded | University Funded | Leica Microsystems | SP8 MP | Multiphoton Confocal | Allows the imaging of fluorescent labels deep in the tissue of live animals. | Stopford 4th floor BSF, 4.231 | Stopford Building | Peter March | Kevin Couper | 1 Good | 1 State of art | 2 General purpose research | 0.5 | FLS | Life Sciences | 1255664 | Yes. Bioimaging https://www.intranet.ls.manchester.ac.uk/facilities/research/bioimaging/default.aspx | 3C5 + 3C6 + 3D1 + 3D7 (3C5 In Vivo Fluorescence + 3C6 Optical + 3D1 Confocal + 3D7 Fluorescence) |  |  |  | y | Yes in Aug14 but the equipment was in boxes. However, photos are sent 21.10.14 by Peter March | 2014-08-13 | Verified as part of data cleanse exercise (March 2015) |  | AA00010 | AA00010 | 9011 | AA00158 | 6522 | 9013 | 00 | 589995.22 | 376941.3906 | 213053.8294 | 0 | 16388.7561 | 589995.22 | [12 empty] | 589995.22 | 360552.6344 |  | 16388.7561 | [23 empty] | 376941.3906 | 36 | 3 | Equipment acquired for specific research projects |  | N |  | N |  | N |  | N |  | Y |  | 3 | UEL amended to 3 years as agreed. 07.08.15
E00997 | 13-14 | 2014-07-01 | 2018-07-01 |  | Other | HEFCE | Illumina | NExtSeq 500 | NextSeq 500 | Next Generation Sequencing | Paterson Building, RG3 | Paterson Building | Stuart Pepper | Stuart Pepper | 1 Good | 1 State of art | 2 General purpose research | 0 | MHS | Cancer Research UK Manchester Institute (CRUK MI) | 1247896(Jnl#3219)24 | Molecular Biology Core Facility | 4F3 | 4. Sample Measurement/Analysis | F. Proteins/Nucleic Acids | 3. Sequencers | y | Yes with Stuart Pepper | 2014-09-09 | Verified as part of data cleanse exercise (March 2015) |  | AA11629 | AA11629 | 9011 | AA11629 | 6521 | 9013 | 10 | 159124.85 | 82877.526 | 76247.324 | 0 | 3315.101 | 159124.85 | [12 empty] | 159124.85 | 79562.425 |  | 3315.101 | [23 empty] | 82877.526 | 48 | 4 | Motor vehicles and other general equipment |  | N |  | N |  | N |  | N |  | Y |  | 0
E00998 | 14-15 | 2014-09-01 | 2017-09-01 |  | University Funded | University Funded | Nikon | Ti-E N-STORM system | Nikon Eclipse | Multi-colour Fluorescence Microscope capable of live cell super-resolution imaging and single molecule detection in 3D. | Room 2.23e, CTF Building | Core Technology Facility Building | Daniel Davis | Daniel Davis | 1 Good | 1 State of art | 1 Dedicated to particular experiment | 0 | FLS | Life Sciences | 1254322 | None | 3D7 | 3. Materials Characterisation | D. Optical Microscopy | 7. Fluorescence | y | Yes with Kevin Stacey | 2014-10-10 |  |  | AA11796 | AA11796 | 9011 | AA00158 | 6522 | 9013 | 00 | 257681.38 | 164629.7706 | 93051.6094 | 0 | 7157.8161 | 257681.38 | [12 empty] | 257681.38 | 157471.9544 |  | 7157.8161 | [23 empty] | 164629.7706 | 36 | 3 | Equipment acquired for specific research projects |  | N |  | N |  | N |  | N |  | Y |  | 0 | UEL amended to 3 years as agreed. 07.08.15
E00999 | 14-15 | 2014-08-01 | 2014-09-01 |  | University Funded | University Funded | Agilent | 5975 | Agilent 5975 GCMSD Bundle | A gas chromatography mass spectrometer with 50 position sampler | Chemistry, 6th floor | Chemistry Building | Chris Muryn | Igor Lorossa | 1 Good | 2 Good | 1 Dedicated to particular experiment | 0 | EPS | Chemistry | 1287024 | no | 3B3 | 3. Materials Characterisation | B. Spectrometry | 3. Mass Spectrometry | y |  |  | Verified as part of data cleanse exercise (March 2015) |  | AA00484 | AA00484 | 9011 | AA00484 | 6522 | 9013 | 00 | 0 | 0 | 0 | 0 | 0 | 0 | [12 empty] | 0 | 0 |  | 0 | [23 empty] | 0 | 1 | 0 | Does not match Policy. Check | Zero balance - matched to the period when cost was removed. | N |  | N |  | N |  | N |  | N | <£100k | 0 | 14.09.15: amended the 'End of UEL' to the month when cost was fully transferred.
E01000 | 14-15 | 2014-10-01 | 2017-10-01 |  | Other | Other | Anatomage | Anatomage Virtual dissection table | Anatomage Virtual dissection table x 4 | teaching resource | CSLC & Anatomy dissection room, Stopford Building | Stopford Building | N Gouldsborough | Doug Corfield | 1 Good | 1 State of art | 3 Research and Teaching | 0 | MHS | Manchester Medical School | 1272018 & 1289946 | Yes - Anatomy and Consultation Skills Learning Centre | 6A3 & 6A6 | Infrastructure | IT | Workstation & Display | y | Yes, verified by Rachael Theodoulou 13/01/2015 - photo taken | 2015-01-13 | Verified as part of data cleanse exercise (March 2015) |  | AA08517 | AA08517 | 9011 | AA08517 | 6522 | 9013 | 26 | 227067.57 | 138763.515 | 88304.055 | 0 | 6307.4325 | 227067.57 | [12 empty] | 227067.57 | 132456.0825 |  | 6307.4325 | [23 empty] | 138763.515 | 36 | 3 | Equipment acquired for specific research projects |  | N |  | N |  | N |  | N |  | Y |  | 0 | UEL amended to 3 years as agreed. 07.08.15
E01001 | 14-15 | 2015-03-01 | 2018-03-01 |  | Other | HEFCE | Labcyte | Echo Access Array | Echo Platform | Acoustic dispensing | MBCF, Paterson Building | Paterson Building | Stuart Pepper | Stuart Pepper | 1 Good | 1 State of art | 2 General purpose research | 0 | MHS | Cancer Research UK Manchester Institute (CRUK MI) | 1283493 | Molecular Biology Core Facility http://www.paterson.man.ac.uk/Research/groups.aspx?id=26 | 1H1 | 1. Process Equipment – Physical | H. Sample Manipulation | 1. Robot | y | Yes - as part of May16 Interim Year-end FA verification and impairment exercise | 17.06.16 | as part of May16 Interim Year-end FA verification and impairment exercise |  | AA11629 | AA11629 | 9011 | AA11629 | 6522 | 9013 | 10 | 422190.25 | 199367.6181 | 222822.6319 | 0 | 11727.5069 | 422190.25 | [12 empty] | 422190.25 | 187640.1111 |  | 11727.5069 | [23 empty] | 199367.6181 | 36 | 3 | Equipment acquired for specific research projects |  | N |  | N |  | N |  | N |  | Y |  | 0 | UEL amended to 3 years as agreed. 07.08.15
E01004 | 14-15 | 2014-10-01 | 2017-10-01 |  | Part Funded | University Funded | INSTRON | Instron 2.5MN tensile testing machine | 2.5MN Dynamic Mechanical Testing Machine | 2.5MN Dynamic Mechanical Testing Machine | Paper Scince Bldg - A floor | Paper Science Building | Edward Mccarthy | Andrew Walker | 1 Good | 1 State of art | 1 Dedicated to particular experiment | 0 | EPS | Materials | 1272202 | Yes NCCEF, the UKAS-accredited composite testing laboratory | 3K1 | 3. Materials Characterisation | K. Mechanical Properties | 1. Tensometer | y | Yes | 2016-07-01 | confirmed by signed year-end verification form | as per Jun'16 verification exercise for FY15-16 YrEnd | AA12689 | AA12689 | 9011 | AA12689 | 6522 | 9013 | 00 | 318000 | 194333.3333 | 123666.6667 | 0 | 8833.3333 | 318000 | [12 empty] | 318000 | 185500 |  | 8833.3333 | [23 empty] | 194333.3333 | 36 | 3 | Equipment acquired for specific research projects |  | N |  | N |  | N |  | N |  | Y |  | 0 | UEL amended to 3 years as agreed. 07.08.15
E01004 | 14-15 | 2014-10-01 | 2016-03-31 |  | Part Funded | Research | INSTRON | Instron 2.5MN tensile testing machine | 2.5MN Dynamic Mechanical Testing Machine | 2.5MN Dynamic Mechanical Testing Machine | Paper Scince Bldg - A floor | Paper Science Building | Edward Mccarthy | Andrew Walker | 1 Good | 1 State of art | 1 Dedicated to particular experiment | 0 | EPS | Materials | 1272202 | Yes NCCEF, the UKAS-accredited composite testing laboratory | 3K1 | 3. Materials Characterisation | K. Mechanical Properties | 1. Tensometer | y | yes | 2015-07-01 | PAUL JORDAN/JOHN GOODIER | as per Jun'15 verification exercise for FY14-15 YrEnd | R117335 | R117335 | 9011 | R117335 | 6520 | 9013 | 03 | 35820 | 35820 | 0 | 0 | 0 | 35820 | [12 empty] | 35820 | 35820 |  | 0 | [23 empty] | 35820 | 18 | 2 | Does not match Policy. Check | UEL end date match to grant end date | N |  | N |  | N |  | N |  | Y |  | 0 | 1)UEL amended to 3 years as agreed. 07.08.15. 2)26.01.16 Amendment made to End of UEL as per grant ended date
E01005 | 14-15 | 2015-06-01 | 2018-06-01 |  | University Funded | University Funded | Passoni & Villa | 600kV DC Test Set | HVTS: Refurbishment and modernisation of 600kV DC High Voltage Test Set | HVTS: Refurbishment and modernisation of 600kV DC High Voltage Test Set | Lab B23 | Ferranti Building | Frank Hogan | I Cotton/S Rowland/Z Wang | 1 Good | 3 Adequate | 2 General purpose research | 0 | EPS | EEE | 1238972 | No | 6D3 | 6. Infrastructure | D. Laboratory | 3. Controlled Environment | y |  |  |  |  | AA11610 | AA11610 | 9011 | AA11610 | 6522 | 9013 | 00 | 57229.61 | 22255.9594 | 34973.6506 | 0 | 1589.7114 | 57229.61 | [12 empty] | 57229.61 | 20666.2481 |  | 1589.7114 | [23 empty] | 22255.9594 | 36 | 3 | Equipment acquired for specific research projects |  | N |  | N |  | N |  | N |  | N | <£100k | 0 | UEL amended to 3 years as agreed. 07.08.15
E01007 | 14-15 | 2014-10-01 | 2017-10-01 |  | University Funded | University Funded | Seahorse Bioscience | XFe96 | 100XFe96 Extracellular Flux Analyzer102601 | The gold standard platform for real-time monitoring of metabolism/oxygen consumption rate (OCR) and extracellular acidification rate (ECAR). | Paterson Bldg, Rm RS120 | Paterson Building | Prof.Michael Lisanti and Priti Kalra | Michael Lisanti and Priti Kalra | 1 Good | 1 State of art | 1 Dedicated to particular experiment | 0 | MHS | Manchester Centre for Cell Metabolism | 1303021 | MCCM Core Facility | 2E1 | 2. Process Equipment – Biological | E. Characterisation | 1. Fluorescent Readers | y | Yes, with James from Paterson bldg | 2014-10-22 | Verified as part of data cleanse exercise (March 2015) |  | AA12494 | AA12494 | 9011 | AA12494 | 6522 | 9013 | 00 | 110000 | 67222.2222 | 42777.7778 | 0 | 3055.5556 | 110000 | [12 empty] | 110000 | 64166.6667 |  | 3055.5556 | [23 empty] | 67222.2222 | 36 | 3 | Equipment acquired for specific research projects |  | N |  | N |  | N |  | N |  | Y |  | 0 | UEL amended to 3 years as agreed. 07.08.15
E01009 | 14-15 | 2014-10-01 | 2015-03-01 |  | Other | HEFCE | Carl Zeiss | Merlin high resolution FESEM | Zeiss Merlin FESEM | Ultrahigh resolution secondary and backscattered electron imaging of metaliic and non-metallic materials | PSI, Alan Turing, Ground floor (next door to asset R1024) | Alan Turing Building | Grace Burke | Grace Burke | 1 Good | 1 State of art | 2 General purpose research | 0 | EPS | Materials | 1200540 | 2 General purpose research | 3E1 | 3. Materials Characterisation | E. Electron/Ion Microscopy | 1. Scanning | y | yes | 2015-07-01 | PAUL JORDAN/JOHN GOODIER | as per Jun'15 verification exercise for FY14-15 YrEnd | AA12198 | AA12198 | 9011 | AA12198 | 6521 | 9013 | 10 | 522475.2 | 522475.2 | 0 | 0 | 0 | 522475.2 | [12 empty] | 522475.2 | 522475.2 |  | 0 | [23 empty] | 522475.2 | 5 | 0 | Does not match Policy. Check | Grant end date is the end of UEL date, thus shorter UEL | N |  | N |  | N |  | N |  | Y |  | 0
E01010 | 14-15 | 2014-09-01 | 2015-04-01 |  | University Funded | University Funded | Meso Scale Diagnostics LLC | QuickPlex SQ120 | Meso QuickPlex SQ120 | Laboratory Experimental Equipment | Laboratory 2.019, Level 2, AV Hill Building | A V Hill Building | Nigel Hooper | Nigel Hooper | 1 Good | 1 State of art | 1 Dedicated to particular experiment | 0.3 | MHS | Institute of Brain Behaviour & Mental Health | Jnl#329179 (PO1300517) | No | 4E5 | 4. Sample Measurement/Analysis | E. Optical | 5. High Resolution Imaging | y |  |  | Confirmed as part of data cleanse exercise (March 15) |  | AA12798 | AA12798 | 9011 | AA12798 | 6522 | 9013 | 00 | 0 | 0 | 0 | 0 | 0 | 0 | [12 empty] | 0 | 0 |  | 0 | [23 empty] | 0 | 7 | 1 | Does not match Policy. Check | non-capital asset reclassification in FY1415 | N |  | N |  | N |  | N |  | N | <£100k | 0 | 1) 14.09.15: amended the 'End of UEL' to the month when cost was removed as non-capital exp. 2) 27.01.16: Consolidated multiple line as per FAR cleanse exercise.
E01011 | 14-15 | 2014-10-01 | 2015-03-01 |  | Other | HEFCE | Scanwel / SPECS | NAP XPS | Near ambient pressure X-ray photoelectorn spectrometer | Elemental and chemical state analysis of solids and surfaces | PSI 2.309 | Alan Turing Building | Sven L M Schroeder | Sven L M Schroeder | 1 Good | 1 State of art | 2 General purpose research | 0 | EPS | Materials | 1197315 | Multidisciplinary Characterisation Facility | 3A6 | 3. Materials Characterisation | A. Spectroscopy | 6. X-ray Photoemission | y | yes | 2015-07-01 | PAUL JORDAN/JOHN GOODIER | as per Jun'15 verification exercise for FY14-15 YrEnd | AA12198 | AA12198 | 9011 | AA12198 | 6521 | 9013 | 10 | 1070332.8 | 1070332.8 | 0 | 0 | 0 | 1070332.8 | [12 empty] | 1070332.8 | 1070332.8 |  | 0 | [23 empty] | 1070332.8 | 5 | 0 | Does not match Policy. Check | Grant end date is the end of UEL date, thus shorter UEL | N |  | N |  | N |  | N |  | Y |  | 0
E01012 | 14-15 | 2014-10-01 | 2015-03-01 |  | Other | HEFCE | Carl Zeiss X-ray Microscopy Inc. | Prototype In situ Load Cell for Xradia 810 Ultra | Prototype In situ Load Cell for Xradia 810 Ultra | Specially designed device to operate within the ultra nanoCT to undertake mechanical tests on nano samples in-situ. | PSI, Alan Turing, Third floor | Alan Turing Building | Tristan Lowe | Philip Withers | 1 Good | 1 State of art | 2 General purpose research | 0.5 | EPS | Materials | 1236760 | Yes - Henry Moseley X-ray Imaging Facility | 3C2 | 3. Materials Characterisation | C. Imaging | 2. X-ray | y | yes | 2015-07-01 | PAUL JORDAN/JOHN GOODIER | as per Jun'15 verification exercise for FY14-15 YrEnd | AA12198 | AA12198 | 9011 | AA12198 | 6521 | 9013 | 10 | 0 | 0 | 0 | 0 | 0 | 0 | [12 empty] | 0 | 0 |  | 0 | [23 empty] | 0 | 5 | 0 | Does not match Policy. Check | Grant end date is the end of UEL date, thus shorter UEL | N |  | N |  | N |  | N |  | Y |  | 0
E01013 | 14-15 | 2014-10-01 | 2015-03-01 |  | Other | HEFCE | Oxford Instruments | AZtec Energy Advanced EDS Analysis system with XmaxN80, 80mm2 active area SDD detector | AZtec Energy Advanced EDS Analysis system | AZtec Energy Advanced EDS Analysis system | A floor, The Mill | The Mill | Grace Burke | Grace Burke | 1 Good | 1 State of art | 2 General purpose research | 0.5 | EPS | Materials | 1271476 | no | 3E1 | 3. Materials Characterisation | E. Electron/Ion Microscopy | 1. Scanning | y | yes | 2015-07-01 | PAUL JORDAN/JOHN GOODIER | as per Jun'15 verification exercise for FY14-15 YrEnd | AA12198 | AA12198 | 9011 | AA12198 | 6521 | 9013 | 10 | 61795.2 | 61795.2 | 0 | 0 | 0 | 61795.2 | [12 empty] | 61795.2 | 61795.2 |  | 0 | [23 empty] | 61795.2 | 5 | 0 | Does not match Policy. Check | Grant end date is the end of UEL date, thus shorter UEL | N |  | N |  | N |  | N |  | Y |  | 0
E01014 | 14-15 | 2014-12-01 | 2018-12-01 |  | Other | HEFCE | PerkinElmer | na | Phenix | high content rapid confocal scanning equipment for fundamental and translational research | Paterson Building, RG105a | Paterson Building | Steve Bagley | Steve Bagley | 1 Good | 1 State of art | 2 General purpose research | 0.5 | MHS | Cancer Research UK Manchester Institute (CRUK MI) | 1299210 | Imaging and Cytometry Facility | 4E5 | 4. Sample Measurement/Analysis | E. Optical | 5. High Resolution Imaging | y | Yes - Verified by Mike Bearne verified 16th Dec, photo taken as per email rec'd from Rachael O'grady 23.01.15 | 2014-12-16 | Verified as part of data cleanse exercise (March 2015) |  | AA11629 | AA11629 | 9011 | AA11629 | 6521 | 9013 | 10 | 602473 | 251030.4167 | 351442.5833 | 0 | 12551.5208 | 602473 | [12 empty] | 602473 | 238478.8958 |  | 12551.5208 | [23 empty] | 251030.4167 | 48 | 4 | Motor vehicles and other general equipment | 21.09.15: UEL amended to 4 years as per Gemma Lyons' email on 17.09.15 | N |  | N |  | N |  | N |  | Y |  | 0 | 1) UEL amended to 3 years as agreed. 07.08.15. 2)21.09.15: UEL amended to 4 years as per Gemma Lyons' email on 17.09.15
E01015 | 14-15 | 2014-10-01 | 2017-10-01 |  | Other | Other | Keyence | VHX-5000 | Digital Microscope | The VHX is an all-in-one microsope that incorporates observation, image capture, and measurement capabilities | A11, The Mill | The Mill | Grace Burke | Grace Burke | 1 Good | 1 State of art | 2 General purpose research | 0.5 | EPS | Faculty Office Dean | 1305687 | CDT in M4DE | 3D8 | 3. Materials Characterisation | D. Optical Microscopy | 8. Stereo | y | yes | 2015-07-01 | PAUL JORDAN/JOHN GOODIER | as per Jun'15 verification exercise for FY14-15 YrEnd | P117674 | P117674 | 9011 | P117674 | 6521 | 9013 | 01 | 55200 | 33733.3333 | 21466.6667 | 0 | 1533.3333 | 55200 | [12 empty] | 55200 | 32200 |  | 1533.3333 | [23 empty] | 33733.3333 | 36 | 3 | Equipment acquired for specific research projects |  | N |  | N |  | N |  | N |  | Y |  | 0 | 1)UEL amended to 3 years as agreed. 07.08.15. 2)22.03.16: 'School' reclassed as per JC instruction.
E01016 | 15-16 | 2016-07-26 | 2019-07-01 |  | University Funded | University Funded |  |  | SpiNNaker V5.1 Expansion | SpiNNaker V5.1 Expansion | SpiNNaker Facility” 2nd Floor Kilburn | Kilburn Building | Steve Temple | Steve Temple |  |  |  |  | EPS | Computer Science | PO1283886, PO1325591, PO13292978, PO1417394, PO1417559, PO1418208, PO1418292, PO1423075, PO1426793, PO1426847, PO1427404 | [5 empty] | y | Yes | 2016-07-01 | confirmed by Phill McDonald with signed verification form | as per FY1516 YrEnd Verification & Impairments Exercise in Jul'16 | AA12717 | AA12717 | 9011 | AA12717 | 6522 | 9013 | 00 | 263656.32 | 7323.7867 | 256332.5333 | 0 | 7323.7867 | 263656.32 | [12 empty] | 263656.32 | 0 |  | 7323.7867 | [23 empty] | 7323.7867 | 35 | 3 | Equipment acquired for specific research projects | UC - costs was removed to uncomm. IE | N |  | N |  | N |  | N |  | Y |  | 10
E01017 | 14-15 | 2014-11-01 | 2015-04-01 |  | Other | HEFCE | Xstrahl | Xray System | Xtrahl X-ray system | Xray source | BRU, Paterson Building | Paterson Building | Donald allan | Stuart Pepper | 1 Good | 1 State of art | 2 General purpose research | 0 | MHS | Cancer Research UK Manchester Institute (CRUK MI) | 1281685 | Molecular Biology Core Facility http://www.paterson.man.ac.uk/Research/groups.aspx?id=26 | 3A6 | 3. Materials Characterisation | A. Spectroscopy | 6. X-ray Photoemission | y |  |  |  |  | AA11629 | AA11629 | 9011 | AA11629 | 6521 | 9013 | 10 | 0 | 0 | 0 | 0 | 0 | 0 | [12 empty] | 0 | 0 |  | 0 | [23 empty] | 0 | 5 | 0 | Does not match Policy. Check | Asset written off to non-capital asset | N |  | N |  | N |  | N |  | N | <£100k | 0 | 14.09.15: amended the 'End of UEL' to the month when cost was removed as non-capital exp.
E01018 | 14-15 | 2015-01-13 | 2015-03-01 |  | Part Funded | HEFCE | Calder Industrial Materials Ltd | 160keV / 2 x 225keV | X-ray Hutches | Lead hutches required to house x-ray scanners in Henry Moseley Facility | PSI, Alan Turing, Third floor | Alan Turing Building | Tristan Lowe | Robert Cernik | 1 Good | 1 State of art | 2 General purpose research | 0.5 | EPS | Materials | 1283220 | Yes - Henry Moseley X-ray Imaging Facility | 3C2 | 3. Materials Characterisation | C. Imaging | 2. X-ray | y | yes | 2015-07-01 | PAUL JORDAN/JOHN GOODIER | as per Jun'15 verification exercise for FY14-15 YrEnd | AA12198 | AA12198 | 9011 | AA12198 | 6521 | 9013 | 10 | 157922.88 | 157922.88 | 0 | 0 | 0 | 157922.88 | [12 empty] | 157922.88 | 157922.88 |  | 0 | [23 empty] | 157922.88 | 2 | 0 | Does not match Policy. Check | Fully written down - thus will not be reviewed any further ( written off in line with grant portion of funding) | N |  | N |  | N |  | N |  | Y |  | 0
E01018 | 14-15 | 2015-01-13 | 2018-01-01 |  | Part Funded | University Funded | Calder Industrial Materials Ltd | 160keV / 2 x 225keV | X-ray Hutches | Lead hutches required to house x-ray scanners in Henry Moseley Facility | PSI, Alan Turing, Third floor | Alan Turing Building | Tristan Lowe | Robert Cernik | 1 Good | 1 State of art | 2 General purpose research | 0.5 | EPS | Materials | 1283220 | Yes - Henry Moseley X-ray Imaging Facility | 3C2 | 3. Materials Characterisation | C. Imaging | 2. X-ray | y | Yes | 2016-07-01 | confirmed by signed year-end verification form | as per Jun'16 verification exercise for FY15-16 YrEnd | WA00832 | WA00832 | 9011 | WA00832 | 6522 | 9013 | 00 | 181024.69 | 95540.8086 | 85483.8814 | 0 | 5028.4636 | 181024.69 | [12 empty] | 181024.69 | 90512.345 |  | 5028.4636 | [23 empty] | 95540.8086 | 36 | 3 | Equipment acquired for specific research projects |  | N |  | N |  | N |  | N |  | Y |  | 0 | UEL amended to 3 years as agreed. 07.08.15. 29.06.16: Costs mismatched to E01018 in FY1415 is now re-matched to E01109.
E01018 | 14-15 | 2015-01-13 | 2018-01-01 |  | Part Funded | University Funded | Calder Industrial Materials Ltd | 160keV / 2 x 225keV | X-ray Hutches | Lead hutches required to house x-ray scanners in Henry Moseley Facility | PSI, Alan Turing, Third floor | Alan Turing Building | Tristan Lowe | Robert Cernik | 1 Good | 1 State of art | 2 General purpose research | 0.5 | EPS | Materials | 1283220 | Yes - Henry Moseley X-ray Imaging Facility | 3C2 | 3. Materials Characterisation | C. Imaging | 2. X-ray | y | Yes | 2016-07-01 | confirmed by signed year-end verification form | as per Jun'16 verification exercise for FY15-16 YrEnd | WA00836 | WA00836 | 9011 | WA00836 | 6522 | 9013 | 00 | 366075.39 | 193206.4558 | 172868.9342 | 0 | 10168.7608 | 366075.39 | [12 empty] | 366075.39 | 183037.695 |  | 10168.7608 | [23 empty] | 193206.4558 | 36 | 3 | Equipment acquired for specific research projects |  | N |  | N |  | N |  | N |  | Y |  | 0 | UEL amended to 3 years as agreed. 07.08.15
E01019 | 14-15 | 2014-11-01 | 2017-11-01 |  | University Funded | University Funded | LANDESK | n/a | IT Service Management System (LANDesk) | Service desk software application used to facilitate the management of customer requests to IT Services, the UoM Library and eLearning. The system has additional capabilities to enable internal IT service management processes. | The software is hosted on infrastructure in Telehouse datacentres in London. | The software is hosted on infrastructure in Telehouse datacentres in London. | Greg Barclay | Chris Sharples | 1 Good | 1 State of art | 2 General purpose research | 1 | PSS | ITS | 1320341 | no | 6A8 | 6. Infrastructure | A. IT | 8. Distributed System | y | yes | 2016-07-01 | Confirmed by J.Bird with signed verification form | as per FY1516 YrEnd Verification & Impairments Exercise in Jul'16 | LA00668 | LA00668 | 9011 | LA00642 | 6522 | 9013 | 00 | 320257.25 | 186816.7292 | 133440.5208 | 0 | 8896.0347 | 320257.25 | [12 empty] | 320257.25 | 177920.6944 |  | 8896.0347 | [23 empty] | 186816.7292 | 36 | 3 | Equipment acquired for specific research projects |  | N |  | N |  | N |  | N |  | Y |  | 0 | UEL amended to 3 years as agreed. 07.08.15
E01020 | 14-15 | 2015-05-20 | 2015-07-01 |  | University Funded | University Funded | Perkin Elmer | Perkin Elmer | ICP-MS - SEED LAB REFURB in Arthur Lewis Building (enabling work cost) | Inductively coupled plasma mass spectrometer | Arthur Lewis Lab | Arthur Lewis Building | John Moore | Martin Evans | 1 Good | Analysis of elements across a wide concentration range | Research & teaching | Dependent on in-house demand | Humanities | SEED (School of Environment, Education and Development) | Jnl#328552/329413 (PO1274257)/PO1278424/1344674 | Geography Laboratories | 3B3 | 3. Materials Characterisation | B. Spectrometry | 3. Mass Spectrometry | y | Yes | 2016-07-01 | Confirmed by Ian Rodd via signed verification form | as per FY1516 YrEnd Verification & Impairments Exercise in Jul'16 | AA13102 | AA13102 | 9011 | AA13102 | 6522 | 9013 | 00 | 1436.8 | 1436.8 | 0 | 0 | 0 | 1436.8 | [12 empty] | 1436.8 | 1436.8 |  | 0 | [23 empty] | 1436.8 | 1 | 0 | Does not match Policy. Check | costs was fully transferred to diff.code - AC00044 | N |  | N |  | N |  | N |  | Y |  | 0 | 1)14.09.15: amended the 'End of UEL' to the month when cost was fully transferred. 2)13.01.16: Comm.date amended as per CPC rec'd from AT on 05.01.16
E01020 | 14-15 | 2015-05-20 | 2018-05-01 |  | University Funded | University Funded | Perkin Elmer | Perkin Elmer | ICP-MS - SEED LAB REFURB in Arthur Lewis Building (enabling work cost) | Inductively coupled plasma mass spectrometer | Arthur Lewis Lab | Arthur Lewis Building | John Moore | Martin Evans | 1 Good | Analysis of elements across a wide concentration range | Research & teaching | Dependent on in-house demand | Humanities | SEED (School of Environment, Education and Development) | 1274257 | Geography Laboratories | 3B3 | 3. Materials Characterisation | B. Spectrometry | 3. Mass Spectrometry | y | Yes | 2016-07-01 | Confirmed by Ian Rodd via signed verification form | as per FY1516 YrEnd Verification & Impairments Exercise in Jul'16 | AC00044 | AC00044 | 9011 | AC00044 | 6522 | 9013 | 00 | 260882.74 | 108701.1417 | 152181.5983 | 0 | 7246.7428 | 260882.74 | [12 empty] | 260882.74 | 101454.3989 |  | 7246.7428 | [23 empty] | 108701.1417 | 35 | 3 | Equipment acquired for specific research projects |  | N |  | N |  | N |  | N |  | Y |  | 0 | 1)UEL amended to 3 years as agreed. 07.08.15; 2)13.01.16: Comm.date amended as per CPC rec'd from AT on 05.01.16
E01021a | 14-15 | 2015-03-15 | 2015-03-15 |  | Other | HEFCE | FEI | Vion Plasma DualBeam FIB-SEM | Vion Plasma DualBeam FIB-SEM | Large area site-specific sectioning and micromachining of materials using a Xe plasma; serial sectioning for 3D material reconstruction. | PSI, Alan Turing, Ground floor | Alan Turing Building | Grace Burke | Grace Burke | 1 Good | 1 State of art | 2 General purpose research | 0 | EPS | Materials | 1197225 | no | 3E6 | 3. Materials Characterisation | E. Electron/Ion Microscopy | 6. Ion Beam | y | yes | 2015-07-01 | PAUL JORDAN/JOHN GOODIER | as per Jun'15 verification exercise for FY14-15 YrEnd | AA12198 | AA12198 | 9011 | AA12198 | 6521 | 9013 | 10 | 1713481.2 | 1713481.2 | 0 | 0 | 0 | 1713481.2 | [12 empty] | 1713481.2 | 1713481.2 |  | 0 | [23 empty] | 1713481.2 | 1 | 0 | Does not match Policy. Check | Commissioning date was later than the grant end date. Thus end date entered = commissioning date. Thus asset is fully written down in line with the end of the grant. | N |  | Y | Commissioning date was later than the grant end date. Thus end date entered = commissioning date. Thus asset is fully written down in line with the end of the grant. | N |  | N |  | Y |  | 0
E01021b | 14-15 | 2014-12-01 | 2015-03-01 |  | Other | HEFCE | FEI | Talos F200A | FEG Analytical TEM (Talos F200A ) | High spatial resolution imaging and energy dispersive x-ray microanalysis of materials using new state-of-the-art detectors configuration | PSI, Alan Turing, Ground floor G.302 | Alan Turing Building | Grace Burke | Grace Burke | 1 Good | 1 State of art | 2 General purpose research | 0 | EPS | Materials | 1197225 | no | 3E2 | 3. Materials Characterisation | E. Electron/Ion Microscopy | 2. Scanning Transmission | y | yes | 2015-07-01 | PAUL JORDAN/JOHN GOODIER | as per Jun'15 verification exercise for FY14-15 YrEnd | AA12198 | AA12198 | 9011 | AA12198 | 6521 | 9013 | 10 | 1146928.8 | 1146928.8 | 0 | 0 | 0 | 1146928.8 | [12 empty] | 1146928.8 | 1146928.8 |  | 0 | [23 empty] | 1146928.8 | 3 | 0 | Does not match Policy. Check | Grant end date is the end of UEL date, thus shorter UEL | N |  | N |  | N |  | N |  | Y |  | 0
E01025 | 14-15 | 2015-02-01 | 2019-02-01 |  | Other | HEFCE | VisualSonics | Photoacoustic Imaging System | Photoacoustic Imaging System | an ultrasound and laser based system for in vivo imaging | Paterson Building, Procedure room 6 | Paterson Building | Steve Bagley | Stuart Pepper | 1 Good | 1 State of art | 2 General purpose research | 0 | MHS | Cancer Research UK Manchester Institute (CRUK MI) | 1326906 | Yes, embedded in Biological Resources Unit | 3C5 | 3. Materials Characterisation | C. Imaging | 5. In Vivo Fluorescence | y | Yes - as part of May16 Interim Year-end FA verification and impairment exercise | 17.06.16 | as part of May16 Interim Year-end FA verification and impairment exercise |  | AA11629 | AA11629 | 9011 | AA11629 | 6521 | 9013 | 10 | 334102.3 | 125288.3625 | 208813.9375 | 0 | 6960.4646 | 334102.3 | [12 empty] | 334102.3 | 118327.8979 |  | 6960.4646 | [23 empty] | 125288.3625 | 48 | 4 | Motor vehicles and other general equipment | 21.09.15: UEL amended to 4 years as per Gemma Lyons' email on 17.09.15 | N |  | N |  | N |  | N |  | Y |  | 0 | 1) UEL amended to 3 years as agreed. 07.08.15. 2)21.09.15: UEL amended to 4 years as per Gemma Lyons' email on 17.09.15
E01026 | 14-15 | 2015-02-01 | 2018-02-01 |  | University Funded | University Funded | Essen Bioscience | IncuCyte ZOOM system | IncuCyte ZOOM system | Live cell imaging microscope system: time-lapse images >2000 images per hour | Paterson Bldg, Rm RS113 | Paterson Building | Gloria Bonucelli and Nihed Draoui | Michael Lisanti and Priti Kalra | 1 Good | 1 State of art | 1 Dedicated to particular experiment | 0.5 | MHS | Manchester Centre for Cell Metabolism | 1332027 | http://www.cancer.manchester.ac.uk/mccm/facilities/ | 3D6 | 3. Materials Characterisation | D. Optical Microscopy | 6. Live Cell | y |  |  | Verified as part of data cleanse exercise (March 2015) |  | AA12494 | AA12494 | 9011 | AA12494 | 6522 | 9013 | 00 | 67945 | 33972.5 | 33972.5 | 0 | 1887.3611 | 67945 | [12 empty] | 67945 | 32085.1389 |  | 1887.3611 | [23 empty] | 33972.5 | 36 | 3 | Equipment acquired for specific research projects |  | N |  | N |  | N |  | N |  | N | <£100k | 0 | UEL amended to 3 years as agreed. 07.08.15
E01027 | 14-15 | UC | uc |  | Other | Other | Essen BioScience |  | Incucyte 2CLR System | Allows imaging of up to 6 plates/flasks of live cells for extended periods of time. The system "lives" inside a tissue culture cabinet so that the cells are maintained under the same conditions as in the lab. | Michael Smith B.1056 | Michael Smith B.1056 | Dr Peter March | Professor Cay Kielty / Professor Sue Kimber | 1 Good | 1 State of art | 2 General purpose research | 0.5 | FLS | Life Sciences | 1324522 | Yes. Bioimaging https://www.intranet.ls.manchester.ac.uk/facilities/research/bioimaging/default.aspx | 3D3, 3D6 and 3D7 (3D3 Transmission, 3D6 Live Cell and 3D7 Fluorescence) | 3D3, 3D6 and 3D7 (3D3 Transmission, 3D6 Live Cell and 3D7 Fluorescence) | 3D3, 3D6 and 3D7 (3D3 Transmission, 3D6 Live Cell and 3D7 Fluorescence) | 3D3, 3D6 and 3D7 (3D3 Transmission, 3D6 Live Cell and 3D7 Fluorescence) | y |  |  |  |  | P117047 | P117047 | 9011 | P117047 | 6521 | 9013 | 01 | 0 | 0 | 0 | 0 | 0 | 0 | [12 empty] | 0 | 0 |  | 0 | [23 empty] | 0 | - | - | Does not match Policy. Check | UC - costs was removed to uncomm. IE | N |  | Y | UC - costs was removed to uncomm. IE | N |  | N |  | N | <£100k | 1 | 29.09.15: 'End of UEL Date' is amended to agree to specific adjustment (i.e. Apr'15 cost moved to uncomm IE),which result to Zero NBV. (instructed by Sasha Windelinckx via email 09.09.10)
E01028 | 14-15 | 2015-02-01 | 2019-02-01 |  | Other | HEFCE | Amnis | Xtreme 4MP | Xtreme 4MP | a photon based in vivo imaging system with x-ray capabilities | Paterson Building, Procedure room 6 | Paterson Building | Steve Bagley | Stuart Pepper | 1 Good | 1 State of art | 2 General purpose research | 0 | MHS | Cancer Research UK Manchester Institute (CRUK MI) | 1332095 | Yes, embedded in Biological Resources Unit | 3C5 | 3. Materials Characterisation | C. Imaging | 5. In Vivo Fluorescence | y | Yes - as part of May16 Interim Year-end FA verification and impairment exercise | 17.06.16 | as part of May16 Interim Year-end FA verification and impairment exercise |  | AA11629 | AA11629 | 9011 | AA11629 | 6521 | 9013 | 10 | 200000 | 75000 | 125000 | 0 | 4166.6667 | 200000 | [12 empty] | 200000 | 70833.3333 |  | 4166.6667 | [23 empty] | 75000 | 48 | 4 | Motor vehicles and other general equipment | 21.09.15: UEL amended to 4 years as per Gemma Lyons' email on 17.09.15 | N |  | N |  | N |  | N |  | Y |  | 0 | 1) UEL amended to 3 years as agreed. 07.08.15. 2)21.09.15: UEL amended to 4 years as per Gemma Lyons' email on 17.09.15
E01029 | 14-15 | 2015-01-01 | 2015-03-01 |  | Other | HEFCE | Gatan |  | XuM system move from Quanta 250 to Quanta 3D | XuM system move from Quanta 250 to Quanta 3D | Mill | The Mill | Teuro Hashimoto | Grace Burke | 1 Good | 1 State of art | 2 General purpose research | 0.7 | EPS | Materials | 1247715 | http://www.materials.manchester.ac.uk/our-research/facilities/electron-microscopy/ | 3E1 and 3C2 | 3E1 and 3C2 | 3E1 and 3C2 | 3E1 and 3C2 | y | yes | 2015-07-01 | PAUL JORDAN/JOHN GOODIER | as per Jun'15 verification exercise for FY14-15 YrEnd | AA12198 | AA12198 | 9011 | AA12198 | 6521 | 9013 | 10 | 0 | 0 | 0 | 0 | 0 | 0 | [12 empty] | 0 | 0 |  | 0 | [23 empty] | 0 | 2 | 0 | Does not match Policy. Check | Grant end date is the end of UEL date, thus shorter UEL | N |  | N |  | N |  | N |  | Y |  | 1
E01030 | 14-15 | 2015-01-01 | 2015-03-01 |  | Other | HEFCE | Rapiscan Systems |  | Rapiscan RTT110 | This is a ultra-fast large volume x-ray scanner | PSI, Alan Turing, Third floor | Alan Turing Building | Tristan Lowe | Philip Withers | 1 Good | 1 State of art | 2 General purpose research | 0.5 | EPS | Materials | 1244465 | Yes - Henry Moseley X-ray Imaging Facility | 3C2 | 3. Materials Characterisation | C. Imaging | 2. X-ray | y | yes | 2015-07-01 | PAUL JORDAN/JOHN GOODIER | as per Jun'15 verification exercise for FY14-15 YrEnd | AA12198 | AA12198 | 9011 | AA12198 | 6521 | 9013 | 10 | 759598.03 | 759598.03 | 0 | 0 | 0 | 759598.03 | [12 empty] | 759598.03 | 759598.03 |  | 0 | [23 empty] | 759598.03 | 2 | 0 | Does not match Policy. Check | Grant end date is the end of UEL date, thus shorter UEL | N |  | N |  | N |  | N |  | Y |  | 1
E01032 | 14-15 | 2015-02-09 | 2015-03-01 |  | Other | HEFCE | Nikon Metrology |  | Nikon custom high resolution 225kV micro focus CT system | Large sample high resolution x-ray imager | PSI, Alan Turing, Third floor | Alan Turing Building | Tristan Lowe | Philip Withers | 1 Good | 1 State of art | 2 General purpose research | 0.5 | EPS | Materials | 1236748 | Yes - Henry Moseley X-ray Imaging Facility |  |  |  |  | y | yes | 2015-07-01 | PAUL JORDAN/JOHN GOODIER | as per Jun'15 verification exercise for FY14-15 YrEnd | AA12198 | AA12198 | 9011 | AA12198 | 6521 | 9013 | 10 | 690152.4 | 690152.4 | 0 | 0 | 0 | 690152.4 | [12 empty] | 690152.4 | 690152.4 |  | 0 | [23 empty] | 690152.4 | 1 | 0 | Does not match Policy. Check | Grant end date is the end of UEL date, thus shorter UEL | N |  | N |  | N |  | N |  | Y |  | 5
E01033 | 14-15 | 2015-01-01 | 2018-01-01 |  | Other | Other | Diagenode |  | SX-8G IP-Star Compact Automated System | Automated system for Chromatin immunoprecipitation (ChIP) and DNA methylation assays | B4070(A. V. Hill Bldg.) | A V Hill Building | Andy Hayes | Cay Kielty | 1 Good | 1 State of art | 2 General purpose research | 0 | FLS | Life Sciences | 1315712 | Genomic Technologies Core Facility - FLS |  |  |  |  | y |  |  |  |  | P117803 | P117803 | 9011 | P117803 | 6521 | 9013 | 01 | 94800 | 50033.3333 | 44766.6667 | 0 | 2633.3333 | 94800 | [12 empty] | 94800 | 47400 |  | 2633.3333 | [23 empty] | 50033.3333 | 36 | 3 | Equipment acquired for specific research projects |  | N |  | N |  | N |  | N |  | N | <£100k | 5 | UEL amended to 3 years as agreed. 07.08.15
E01034 | 14-15 | 2015-07-01 | 2018-07-01 |  | Other | Other | Thermo Fisher Scientific |  | Gas chromatograph/ mass spectrometer | chemical analysis | Schuster building, room 2.22 | Schuster Building | Radha Boya and Marcelo Lozada | Irina Grigorieva | 1 Good | 1 State of art | 2 General purpose research |  | EPS | Faculty Office Dean | 1319817 | no | 3L5, 3B3 | 3L5, 3B3 | 3L5, 3B3 | 3L5, 3B3 | y |  |  | Verified as part of data cleanse exercise (March 2015) |  | P117675 | P117675 | 9011 | P117675 | 6521 | 9013 | 01 | 68640 | 24786.6667 | 43853.3333 | 0 | 1906.6667 | 68640 | [12 empty] | 68640 | 22880 |  | 1906.6667 | [23 empty] | 24786.6667 | 36 | 3 | Equipment acquired for specific research projects |  | N |  | N |  | N |  | N |  | N | <£100k | 2 | 1)UEL amended to 3 years as agreed. 07.08.15. 2)22.03.16: 'School' reclassed as per JC instruction.
E01035 | 14-15 | 2015-01-01 | 2018-01-01 |  | Other | Other | Instron |  | Benchtop Mechanical Tester | Materials Testing system (tension or compression) | A26 Sackville Street Building | Sackville Street Building | Robert Ainsworth | Matthew Roy | 1 Good | 1 State of art | 3 Research and Teaching |  | EPS | Faculty Office Dean | 1328701 | CDT in Materials for Demanding Environments |  |  |  |  | y |  |  | Verified as part of data cleanse exercise (March 2015) |  | P117674 | P117674 | 9011 | P117674 | 6521 | 9013 | 01 | 60162 | 31752.1667 | 28409.8333 | 0 | 1671.1667 | 60162 | [12 empty] | 60162 | 30081 |  | 1671.1667 | [23 empty] | 31752.1667 | 36 | 3 | Equipment acquired for specific research projects |  | N |  | N |  | N |  | N |  | N | <£100k | 6 | UEL amended to 3 years as agreed. 07.08.15. 22.03.16: 'School' reclassed as per JC instruction. 22.03.16: 'School' reclassed as per JC instruction.
E01036 | 14-15 | 2015-03-01 | 2018-03-01 |  | Other | Other |  |  | CeLLInsight CX5 High Content Screening Platform plus software packages and modules | CeLLInsight CX5 High Content Screening Platform plus software packages and modules | Michael Smith B4070 | Michael Smith Building | Nicola Bates /Qi Wang | Nicola Bates |  |  |  |  | FLS | Life Sciences | 1334157/1324552 |  | 3C3 | 3. Materials Characterisation | C. Imaging | 3. Infra-Red | y | yes | 2015-05-26 | verified by Sophie Cheetham& Sash Windelinckx (confirmed by email) |  | P117803 | P117803 | 9011 | P117803 | 6521 | 9013 | 01 | 191358.96 | 90363.9533 | 100995.0067 | 0 | 5315.5267 | 191358.96 | [12 empty] | 191358.96 | 85048.4267 |  | 5315.5267 | [23 empty] | 90363.9533 | 36 | 3 | Equipment acquired for specific research projects |  | N |  | N |  | N |  | N |  | Y |  | 6 | 1)UEL amended to 3 years as agreed. 07.08.15.; 2)consolidated multiple line as per FAR cleanse exercise - line with code P117047 was deleted due to zero balance shown.
E01037 | 14-15 | 2015-04-01 | 2015-04-01 |  | University Funded | University Funded | mdialysis |  | ISCUSflex Microdialysis Analyser | Microdialysis anlalyser capable of measuring metabolites including glucose, lactate, glutamate and pryuvate | Manchester Centre for Cellular Metabolism. RS120. Paterson Building. ICS. | Paterson Building | MCCM - Michael Lisanti | MCCM - Michael Lisanti | 1 Good | 1 State of art | 2 General purpose research | 0.5 | MHS | ICS - MCCM | 1339711 | Manchester Centre for Cellular Metabolism. MCCM core faciltiy |  |  |  |  | y |  |  |  |  | AA12494 | AA12494 | 9011 | AA12494 | 6522 | 9013 | 00 | 0 | 0 | 0 | 0 | 0 | 0 | [12 empty] | 0 | 0 |  | 0 | [23 empty] | 0 | 1 | 0 | Does not match Policy. Check | Asset written off to non-capital asset | N |  | Y | Asset written off to non-capital asset | N |  | N |  | N | <£100k | 5 | 29.09.15: 'End of UEL Date' is amended to agree to specific adjustment (i.e. cost moved to non-capital IE),which result to Zero NBV. (instructed by Sasha Windelinckx via email 09.09.10)
E01038 | 14-15 | 2015-01-01 | 2019-01-01 |  | Other | HEFCE | ThermoFisher Scientific | Fusion | Fusion | Analysis of protein mixtures | Mass Spec Lab, CRUK Manchester Institute, Paterson Building | Paterson Building | Duncan Smith | Stuart Pepper | 1 Good | 1 State of art | 2 General purpose research | 0 | MHS | Cancer Research UK Manchester Institute (CRUK MI) | 1343939 | Yes, Mass Spec core: http://www.cruk.manchester.ac.uk/Research/Services-Technology/Biological-Mass-Spectrometry/Home |  |  |  |  | y | yes | Apr'15 | verified by R.Theodoulou | confirmed on 30.06.15 | AA11629 | AA11629 | 9011 | AA11629 | 6521 | 9013 | 10 | 851341.25 | 336989.2448 | 514352.0052 | 0 | 17736.276 | 851341.25 | [12 empty] | 851341.25 | 319252.9688 |  | 17736.276 | [23 empty] | 336989.2448 | 48 | 4 | Motor vehicles and other general equipment | 21.09.15: UEL amended to 4 years as per Gemma Lyons' email on 17.09.15 | N |  | N |  | N |  | N |  | Y |  | 4 | 1) UEL amended to 3 years as agreed. 07.08.15. 2)21.09.15: UEL amended to 4 years as per Gemma Lyons' email on 17.09.15
E01039 | 14-15 | 2015-01-01 | 2019-01-01 |  | Other | HEFCE | AB Sciex | 6600 | 6600 | Analysis of protein mixtures | Mass Spec Lab, CRUK Manchester Institute, Paterson Building | Paterson Building | Duncan Smith | Stuart Pepper | 1 Good | 1 State of art | 2 General purpose research | 0 | MHS | Cancer Research UK Manchester Institute (CRUK MI) | 1343940 | Yes, Mass Spec core: http://www.cruk.manchester.ac.uk/Research/Services-Technology/Biological-Mass-Spectrometry/Home |  |  |  |  | y | yes | Apr'15 | verified by R.Theodoulou | confirmed on 30.06.15 | AA11629 | AA11629 | 9011 | AA11629 | 6521 | 9013 | 10 | 342763 | 135677.0208 | 207085.9792 | 0 | 7140.8958 | 342763 | [12 empty] | 342763 | 128536.125 |  | 7140.8958 | [23 empty] | 135677.0208 | 48 | 4 | Motor vehicles and other general equipment | 21.09.15: UEL amended to 4 years as per Gemma Lyons' email on 17.09.15 | N |  | N |  | N |  | N |  | Y |  | 4 | 1) UEL amended to 3 years as agreed. 07.08.15. 2)21.09.15: UEL amended to 4 years as per Gemma Lyons' email on 17.09.15
E01041 | 14-15 | 2015-01-01 | 2015-06-01 |  | Other | Other | Instron |  | DuroScan-80 (automated Vickers hardness tester) | Materials Testing system (tension or compression) | A28 Sackville Street Building | Sackville Street Building | Matthew Roy | John Francis | 1 Good | 1 State of art | 3 Research and Teaching | 0.5 | EPS | EPS | Jnl#337946(PO1313284) | CDT in Materials for Demanding Environments |  |  |  |  | y |  |  | Verified as part of data cleanse exercise (March 2015) |  | P117674 | P117674 | 9011 | P117674 | 6521 | 9013 | 01 | 0 | 0 | 0 | 0 | 0 | 0 | [12 empty] | 0 | 0 |  | 0 | [23 empty] | 0 | 5 | 0 | Does not match Policy. Check | Asset written off to non-capital asset | N |  | N |  | N |  | N |  | N | <£100k | 5 | 29.09.15: 'End of UEL Date' is amended to agree to specific adjustment (i.e. cost moved to non-capital IE),which result to Zero NBV. (instructed by Sasha Windelinckx via email 09.09.10)
E01042 | 14-15 | 2015-01-27 | 2018-01-01 |  | University Funded | University Funded | Luminex | Luminex 200 & 3.1 xPonent system | Luminex 200 & 3.1 xPonent system | Luminex 200 & 3.1 xPonent system | Breakthrough Labs, 2nd Floor, Paterson Building | Paterson Building | Priti Kalra | Michael Lisanti | 1 Good | 1 State of art | 2. General purpose research | 0.3 | MHS | Institute of Human Development | 1339886 | MCCM Core Facility |  |  |  |  | y |  |  |  |  | AA12494 | AA12494 | 9011 | AA12494 | 6522 | 9013 | 00 | 75156.14 | 39665.7406 | 35490.3994 | 0 | 2087.6706 | 75156.14 | [12 empty] | 75156.14 | 37578.07 |  | 2087.6706 | [23 empty] | 39665.7406 | 35 | 3 | Equipment acquired for specific research projects |  | N |  | N |  | N |  | N |  | N | <£100k | 4 | 1)UEL amended to 3 years as agreed. 07.08.15; 2) 27.01.16 Consolidated multiple lines as per FAR Cleanse exercise - line with code AA03289 was deleted
E01044a | 14-15 | 2015-02-01 | 2018-02-01 |  | University Funded | University Funded | Syrris Ltd | n/a | Pharmaceutics kit - Flow Chemistry Prep Station | It allows to perform chemical reactions in microfluidic chips or larger tubes in a computer-controlled fashion. This allows a much higher reproducibility of the reactions conditions | Stopford, 2.224 | Stopford Building | Clelland | N Tirelli | 1 Good | 1 State of art | 1 Dedicated to particular experiment | 0.5 | MHS | Pharmacy | Jnl#339730 (PO1295873) | Northwest Centre of Advanced Drug Delivery | 1G6 | 1. Process Equipment – Physical | G. Chemical Reactor | 6. Automated Synthesis | y |  |  | Confirmed as part of data cleanse exercise (March 15) |  | AA12692 | AA12692 | 9011 | AA12692 | 6522 | 9013 | 00 | 75475 | 37737.5 | 37737.5 | 0 | 2096.5278 | 75475 | [12 empty] | 75475 | 35640.9722 |  | 2096.5278 | [23 empty] | 37737.5 | 36 | 3 | Equipment acquired for specific research projects |  | N |  | N |  | N |  | N |  | N | <£100k | 0 | UEL amended to 3 years as agreed. 07.08.15
E01044b | 14-15 | 2015-03-01 | 2018-03-01 |  | University Funded | University Funded | Postnova Analytics GmbH and Malvern plc | n/a | Pharmaceutics kit - FFF-SEC-MALS-Visco System | it works in combination with the Malvern plc detectors to provide size distributions of polymers and drug carrier structures | Stopford, 2.224 | Stopford Building | Clelland | N Tirelli | 1 Good | 1 State of art | 1 Dedicated to particular experiment | 0.5 | MHS | Pharmacy | Jnl#339730 (PO1303724) | Northwest Centre of Advanced Drug Delivery | 3L5 / 3M1 | 3: Materials characterisation | L. Chemical Analysis OR M Physical properties | 6. Macromolecular OR 1. Particle Size Analysis | y | Yes - as part of May16 Interim Year-end FA verification and impairment exercise | 17.06.16 | as part of May16 Interim Year-end FA verification and impairment exercise |  | AA12692 | AA12692 | 9011 | AA12692 | 6522 | 9013 | 00 | 127228.5 | 60080.125 | 67148.375 | 0 | 3534.125 | 127228.5 | [12 empty] | 127228.5 | 56546 |  | 3534.125 | [23 empty] | 60080.125 | 36 | 3 | Equipment acquired for specific research projects |  | N |  | N |  | N |  | N |  | Y |  | 0 | UEL amended to 3 years as agreed. 07.08.15
E01044c | 14-15 | 2015-03-01 | 2018-03-01 |  | University Funded | University Funded | Malvern instruments Ltd | n/a | Pharmaceutics kit - Mastersizer | Size distribution in dry state or aqueous dispersions, for particles ranging from 50 nm to few mm. The analytical technique is based on laser diffraction | Stopford, 2.224 | Stopford Building | N Tirelli | N Tirelli | 1 Good | 1 State of art | 1 Dedicated to particular experiment | 0.8 | MHS | Pharmacy | Jnl#339730 (PO1293862) | Yes, but web site not ready yet | 3M1 | 3. Materials Characterisation | M. Physical Properties | 1. Particle Size Analysis | y |  |  |  |  | AA12692 | AA12692 | 9011 | AA12692 | 6522 | 9013 | 00 | 45879.2 | 21665.1778 | 24214.0222 | 0 | 1274.4222 | 45879.2 | [12 empty] | 45879.2 | 20390.7556 |  | 1274.4222 | [23 empty] | 21665.1778 | 36 | 3 | Equipment acquired for specific research projects |  | N |  | N |  | N |  | N |  | N | <£100k | 0 | UEL amended to 3 years as agreed. 07.08.15. 09.03.16: asset value <£50k but it is part of the whole set of E01044a-f and agreed as capital asset.
E01044d | 14-15 | 2015-12-01 | 2018-12-01 |  | University Funded | University Funded | RIVA EUROPE Limited | n/a | Pharmaceutics kit - Rotary Tablet Press | Makes a wide range of tablets | Stopford G228 | Stopford Building | Hunter | Hunter | 1 Good | 1 State of art | 1 Dedicated to particular experiment | Y | MHS | Pharmacy | Jnl#339730 (PO1300507) | Yes, web site not ready yet | 1H2 | 1. Process Equipment – Physical | H. Sample Manipulation | 2. Stopped Flow | y |  |  |  |  | AA12692 | AA12692 | 9011 | AA12692 | 6522 | 9013 | 00 | 90000 | 20000 | 70000 | 0 | 2500 | 90000 | [12 empty] | 90000 | 17500 |  | 2500 | [23 empty] | 20000 | 36 | 3 | Equipment acquired for specific research projects | Zero balance | N |  | N |  | N |  | N |  | N | <£100k | 0 | 29.09.15: 'End of UEL Date' is amended as Zero NBV shown. (instructed by Sasha Windelinckx via email 09.09.10)
E01044f | 14-15 | 2015-02-01 | 2018-02-01 |  | University Funded | University Funded | Malvern Instruments Ltd | n/a | Pharmaceutics kit - SEC/GPC Detectors | In combination with the FFF system, it allows to obtain precise size distribution for polymers or drug carriers | Stopford, 2.224 | Stopford Building | Clelland | N Tirelli | 1 Good | 1 State of art | 1 Dedicated to particular experiment | 0.5 | MHS | Pharmacy | Jnl#339730 (PO1302741) | Northwest Centre of Advanced Drug Delivery | 3L5 / 3M1 | 3: Materials characterisation | L. Chemical Analysis OR M Physical properties | 6. Macromolecular OR 1. Particle Size Analysis | y |  |  | Confirmed as part of data cleanse exercise (March 15) |  | AA12692 | AA12692 | 9011 | AA12692 | 6522 | 9013 | 00 | 74745.92 | 37372.96 | 37372.96 | 0 | 2076.2756 | 74745.92 | [12 empty] | 74745.92 | 35296.6844 |  | 2076.2756 | [23 empty] | 37372.96 | 36 | 3 | Equipment acquired for specific research projects | UC - costs was removed to uncomm. IE | N |  | N |  | N |  | N |  | N | <£100k | 0
E01046 | 14-15 | 2015-02-09 | 2018-02-01 |  | University Funded | University Funded | AB Sciex | AB SCIEX TripleTOF 6600 PK | upgrade 5600 mass spectrometer into AB SCIEX TripleTOF 6600 PKG - ACA/OMICS | upgrade 5600 mass spectrometer into AB SCIEX TripleTOF 6600 PKG - ACA/OMICS | WMIC, 2nd floor | Wolfson Molecular Imaging Centre | Andrew Williamson | Tony Whetton | 1 Good | 1 State of art | 2 General purpose research | 0 | MHS | institute of Cancer Sciences | Jnl#340111 (PO1345651) | Yes - SCALPL Group | 3B3 | 3. Materials Characterisation | B. Spectrometry | 3. Mass Spectrometry | y | Yes - as part of May16 Interim Year-end FA verification and impairment exercise | 17.06.16 | as part of May16 Interim Year-end FA verification and impairment exercise |  | AD06580 | AD06580 | 9011 | AD06580 | 6522 | 9013 | 00 | 189526 | 94763 | 94763 | 0 | 5264.6111 | 189526 | [12 empty] | 189526 | 89498.3889 |  | 5264.6111 | [23 empty] | 94763 | 36 | 3 | Equipment acquired for specific research projects |  | N |  | N |  | N |  | N |  | Y |  | 0 | UEL amended to 3 years as agreed. 07.08.15
E01047 | 14-15 | 2015-03-01 | 2018-03-01 |  | University Funded | University Funded | Leica | 0 | Upgrade of Leica TCS SP8 gSTED | Multi-colour Fluorescence Microscope capable of live cell super-resolution imaging and single molecule detection in 3D. | Room 2.23e, CTF Building | Core Technology Facility Building | Daniel Davis | Daniel Davis | 1 Good | 1 State of art | 1 Dedicated to particular experiment | 0 | FLS | Life Sciences | 1320353 | None | 3D7 | 3. Materials Characterisation | D. Optical Microscopy | 7. Fluorescence | y | yes | 2015-05-26 | verified by Sophie Cheetham& Sash Windelinckx (confirmed by email) |  | AA11796 | AA11796 | 9011 | AA00158 | 6522 | 9013 | 00 | 125298.27 | 59168.6275 | 66129.6425 | 0 | 3480.5075 | 125298.27 | [12 empty] | 125298.27 | 55688.12 |  | 3480.5075 | [23 empty] | 59168.6275 | 36 | 3 | Equipment acquired for specific research projects |  | N |  | N |  | N |  | N |  | Y |  | 0 | UEL amended to 3 years as agreed. 07.08.15
E01048 | 14-15 | 2015-04-01 | 2015-04-01 |  | Other | HEFCE | QNAP | 0 | Qnap 24 Bay Storage Server 144TB | Storage Server | PSI 3.301 | Alan Turing Building | Tristan Lowe | Philip Withers | 1 Good | 1 State of art | 2 General purpose research | 0 | EPS | Materials | 1336426 | Henry Moseley X-ray Imaging Facility | 6A1 | 6. Infrastructure | A. IT | 1. Server | y | yes | 2015-07-01 | PAUL JORDAN/JOHN GOODIER | as per Jun'15 verification exercise for FY14-15 YrEnd | AA12198 | AA12198 | 9011 | AA12198 | 6521 | 9013 | 10 | 65928 | 65928 | 0 | 0 | 0 | 65928 | [12 empty] | 65928 | 65928 |  | 0 | [23 empty] | 65928 | 1 | 0 | Does not match Policy. Check | Commissioning date was later than the grant end date (Per the 408 PA project end date report); thus end date entered = commissioning date. Thus asset is fully written down in line with the end of the grant. | N |  | Y | Commissioning date was later than the grant end date (Per the 408 PA project end date report); thus end date entered = commissioning date. Thus asset is fully written down in line with the end of the grant. | N |  | N |  | Y |  | 0
E01049 | 14-15 | 2015-01-01 | 2015-04-01 |  | Other | HEFCE | Clearbridge Biomedics | 6600 - CLEARCELL FX1 SYSTEM | 6600 - CLEARCELL FX1 SYSTEM | Single cell isolation and analysis | CEP group, CRUK Manchester Institute, Paterson Building | Paterson Building | Jon Tugwood | Stuart Pepper | 1 Good | 1 State of art | 2 General purpose research | 0 | MHS | Cancer Research UK Manchester Institute (CRUK MI) | 1351756 | No | 2E6 | 2. Process Equipment – Biological | E. Characterisation | 6. Analysers | y |  |  |  |  | AA11629 | AA11629 | 9011 | AA11629 | 6521 | 9013 | 10 | 0 | 0 | 0 | 0 | 0 | 0 | [12 empty] | 0 | 0 |  | 0 | [23 empty] | 0 | 3 | 0 | Does not match Policy. Check | Asset written off to non-capital asset | N |  | N |  | N |  | N |  | N | <£100k | 0 | 29.09.15: 'End of UEL Date' is amended to agree to specific adjustment (i.e. cost moved to non-capital IE),which result to Zero NBV. (instructed by Sasha Windelinckx via email 09.09.10)
E01050 | 14-15 | 2015-07-01 | 2016-01-01 |  | Other | HEFCE | ApoCell | 6600 - APOSTREAM CIRCULATING RARE CELL ISOLATION SYSTEM | 6600 - APOSTREAM CIRCULATING RARE CELL ISOLATION SYSTEM | Enrichment of 'rare' cells from blood samples | Room RF112, CEP group, CRUK Manchester Institute, Paterson Building | Paterson Building | Jon Tugwood | Stuart Pepper | 1 Good | 1 State of art | 2 General purpose research | 0 | MHS | Cancer Research UK Manchester Institute (CRUK MI) | 1351757 | No | 2E6 | 2. Process Equipment – Biological | E. Characterisation | 6. Analysers | y |  |  |  |  | AA11629 | AA11629 | 9011 | AA11629 | 6521 | 9013 | 10 | 0 | 0 | 0 | 0 | 0 | 0 | [12 empty] | 0 | 0 |  | 0 | [23 empty] | 0 | 6 | 1 | Does not match Policy. Check | 21.09.15: UEL amended to 4 years as per Gemma Lyons' email on 17.09.15. 25.05.16: End of UEL date amended to Jan'16 due to zero cost resulted in Jan'16 | N |  | N |  | N |  | N |  | N | <£100k | 0 | 1) UEL amended to 3 years as agreed. 07.08.15. 2)21.09.15: UEL amended to 4 years as per Gemma Lyons' email on 17.09.15
E01051 | 14-15 | UC | 0 |  | Other | Other |  |  | EPSRC CDT Equipment bid for Lancaster | EPSRC CDT Equipment bid for Lancaster | [8 empty] | EPS | Faculty Office | 1337725/1337755 | [5 empty] | n |  |  |  |  | P117673 | P117673 | 9011 | P117673 | 6521 | 9013 | 01 | 0 | 0 | 0 | 0 | 0 | 0 | [12 empty] | 0 | 0 |  | 0 | [23 empty] | 0 | - | - | Does not match Policy. Check | Cost removed as IE mispost | N |  | N |  | N |  | N |  | N | <£100k | 13
E01053 | 14-15 | 2015-07-01 | 2018-07-01 |  | Other | Other | Renishaw |  | Raman spectrometer | allows Raman spectral analysis using visible excitation at 532nm and 633 nm | Centre for Mesoscience and Nanotechnology, IT building, room 1.28. | IT Building |  | Irina Grigorieva | 1 Good | 1 State of art | 2 General purpose research |  | EPS | Faculty Office Dean | 1345227 | no |  |  |  |  | y | yes | 2015-08-11 | Irina Grigorieva | part of the Jul'15 verification exercise at yr-end | P117675 | P117675 | 9011 | P117675 | 6521 | 9013 | 01 | 129242.4 | 46670.8667 | 82571.5333 | 0 | 3590.0667 | 129242.4 | [12 empty] | 129242.4 | 43080.8 |  | 3590.0667 | [23 empty] | 46670.8667 | 36 | 3 | Equipment acquired for specific research projects |  | N |  | N |  | N |  | N |  | Y |  | 7 | 1)UEL amended to 3 years as agreed. 07.08.15. 2) 22.03.16: 'School' amendment made as per JC email
E01054 | 14-15 | 2015-08-14 | 2018-08-01 |  | University Funded | University Funded | n/a | n/a | EEG Booths - Zochonis (enabling work cost - Estates ref.PN6136) | EEG Booths - Zochonis (enabling work cost - Estates ref.PN6136) | Zochonis Bldg | Zochonis Building |  | Wael El-Deredy | 1 Good | 1 State of art | 3. Research & Teaching | 0.2 | MHS | Psychology | 1361268/1371694/1381837/jnl#370647 | EEG Booths | 6H3 | 6. Infrastructure | H. Audio Visual | 3. Presentation | y | yes | 2015-10-05 | Rachael Theodoulou confirmed via email sent 14.10.15 |  | AA13162 | AA13162 | 9011 | AA13162 | 6521 | 9013 | 00 | 446510.64 | 148836.88 | 297673.76 | 0 | 12403.0733 | 446510.64 | [12 empty] | 446510.64 | 136433.8067 |  | 12403.0733 | [23 empty] | 148836.88 | 36 | 3 | Equipment acquired for specific research projects |  | N |  | N |  | N |  | N |  | Y |  | 1
E01056a | 14-15 | UC | - |  | University Funded | University Funded |  |  | CYBER SECURITY STRATEGY | CYBER SECURITY STRATEGY | [8 empty] | PSS | ITS | 1377347 | [5 empty] | y | yes | 2016-07-01 | Confirmed by J.Bird with signed verification form | as per FY1516 YrEnd Verification & Impairments Exercise in Jul'16 | LA00710 | LA00710 | 9011 | LA00642 | 6522 | 9013 | 00 | 0 | 0 | 0 | 0 | 0 | 0 | [12 empty] | 0 | 0 |  | 0 | [23 empty] | 0 | - | - | Does not match Policy. Check | Cost removed as IE mispost | N |  | N |  | N |  | N |  | Y |  | 15
E01056b | 15-16 | 2015-09-01 | 2018-09-01 |  | University Funded | University Funded | Palo Alto Networks | n/a | CYBER SECURITY STRATEGY - the Threat & Vulnerability Management (TVM) element | Firewall Devices | Reynolds House/Joules House | Reynolds House/Joules House | Steve Paton | n/a | 1 Good | 1. State of the art | n/a | n/a | PSS | ITS | 1444874 | no | 6. Infrastructure | n/a | n/a | n/a | y | yes | 2016-07-01 | Confirmed by J.Bird with signed verification form | as per FY1516 YrEnd Verification & Impairments Exercise in Jul'16 | KC00150 | KC00150 | 9011 | LA00642 | 6522 | 9013 | 00 | 781215.2 | 238704.6444 | 542510.5556 | 0 | 21700.4222 | 781215.2 | [12 empty] | 781215.2 | 217004.2222 |  | 21700.4222 | [23 empty] | 238704.6444 | 36 | 3 | Equipment acquired for specific research projects |  | N |  | N |  | N |  | N |  | Y |  | 0
E01057 | 14-15 | 2015-06-01 | 2015-06-01 |  | Other | HEFCE | Gatan | 0 | 3D EDS capability upgrade using Gatan 3View system | A combination of ultramicrotomy and energy dispersive X-ray spectroscopy this system will enable automatic 3D chemical analysis of materials with nanoscale resolution |  |  | Teuro Hashimoto | Philip Withers | 1 Good | 1 State of art | 2 General purpose research | 0.5 | EPS | Materials | 1247729 | no | 3E4 | 3. Materials Characterisation | E. Electron/Ion Microscopy | 4. Detectors | y | yes | 2015-07-01 | PAUL JORDAN/JOHN GOODIER | as per Jun'15 verification exercise for FY14-15 YrEnd | AA12198 | AA12198 | 9011 | AA12198 | 6521 | 9013 | 10 | 135600 | 135600 | 0 | 0 | 0 | 135600 | [12 empty] | 135600 | 135600 |  | 0 | [23 empty] | 135600 | 1 | 0 | Does not match Policy. Check | Commissioning date was later than the grant end date (Per the 408 PA project end date report); thus end date entered = commissioning date. Thus asset is fully written down in line with the end of the grant. | N |  | Y | Commissioning date was later than the grant end date (Per the 408 PA project end date report); thus end date entered = commissioning date. Thus asset is fully written down in line with the end of the grant. | N |  | N |  | Y |  | 0
E01058 | 14-15 | 2015-06-01 | 2015-06-01 |  | Part Funded | HEFCE | Gatan | 0 | Gatan i-PREP II SP | Custom-designed, precision ion beam etching system mounted on the Quanta 3D Dual Beam FIB to enable carefully controlled ion beam etching of a specimen. | A34, Materials Science Centre | Materials Science Building | Ali Gholinia | Grace Burke | 1 Good | 1 State of art | 2 General purpose research | 0.5 | EPS | Materials | 1251795 | no | 1c5 | 1. Process Equipment – Physical | C. Etching | 5. Ion Beam Milling | y | yes | 2015-07-01 | PAUL JORDAN/JOHN GOODIER | as per Jun'15 verification exercise for FY14-15 YrEnd | AA12198 | AA12198 | 9011 | AA12198 | 6521 | 9013 | 10 | 344400 | 344400 | 0 | 0 | 0 | 344400 | [12 empty] | 344400 | 344400 |  | 0 | [23 empty] | 344400 | 1 | 0 | Does not match Policy. Check | Commissioning date was later than the grant end date (Per the 408 PA project end date report); thus end date entered = commissioning date. Thus asset is fully written down in line with the end of the grant. | N |  | Y | Commissioning date was later than the grant end date (Per the 408 PA project end date report); thus end date entered = commissioning date. Thus asset is fully written down in line with the end of the grant. | N |  | N |  | Y |  | 0 | 27.01.16: consolidated multiple lines to one as per the FAR Cleanse exercise
E01059 | 14-15 | 2015-03-01 | 2015-03-01 |  | Other | HEFCE | Rigaku | 0 | Rigaku/HyPix-3000 | This upgrade will allow the existing Rigaku system to become a leading tool in visualising reciprocal space for strain mapping of alloys and corrosion analysis. By coupling state of the art area detector system designed and built by Rigaku with their lastest development in Mo x-ray sources. The procurement provides for safety shielding upgrades for use with the Mo source, along with the source and components required for operation along with the detector. | To be located in the Mill in a refurbished room (designation not yet defined) until the new EPS building is completed. | The Mill |  |  | 1 Good | 1 State of art | 1 Dedicated to particular experiment | 0 | EPS | Materials | 1266678 | This equipment will become part of the x-ray diffraction department within the school of materials. | 3H1 | 3. Materials Characterisation | H. Diffraction | 1. X-ray | y |  |  |  |  | AA12198 | AA12198 | 9011 | AA12198 | 6521 | 9013 | 10 | 87238.8 | 87238.8 | 0 | 0 | 0 | 87238.8 | [12 empty] | 87238.8 | 87238.8 |  | 0 | [23 empty] | 87238.8 | 1 | 0 | Does not match Policy. Check | Commissioning date was later than the grant end date (Per the 408 PA project end date report); thus end date entered = commissioning date. Thus asset is fully written down in line with the end of the grant. | N |  | Y | Commissioning date was later than the grant end date (Per the 408 PA project end date report); thus end date entered = commissioning date. Thus asset is fully written down in line with the end of the grant. | N |  | N |  | N | <£100k | 0
E01061 | 14-15 | 2015-04-01 | 2018-04-01 |  | Part Funded | Research | Fluidigm Europe B.V. | n/a | a) C1 Single-Cell Auto Prep System | Automatic preparation system for the isolation and preparation of individual cells for genomic analysis applications | Michael Smith B.4072 initially, then AV Hill D.G.010 | Michael Smith Building | Andy Hayes | Cay Kielty | 1 Good | 1 State of art | 1 Dedicated to particular experiment | 0 | MHS | Institute of Human Development | 1372937/1481926/1481944 | Yes. Single Cell Research Centre (SCRC) | 4G5 | 4. Sample Measurement/Analysis | G. Bio-Medical | 5. Cells | y | yes | 2015-04-17 | Sophie Cheetham |  | R117914 | R117914 | 9011 | R117914 | 6520 | 9013 | 01 | 228972.16 | 101765.4044 | 127206.7556 | 0 | 6360.3378 | 228972.16 | [12 empty] | 228972.16 | 95405.0667 |  | 6360.3378 | [23 empty] | 101765.4044 | 36 | 3 | Equipment acquired for specific research projects |  | N |  | N |  | N |  | N |  | Y |  | 0 | 1)UEL amended to 3 years as agreed. 07.08.15.; 2)09.10.15: ownership amended to MHS from FLS as confrimed by Sasha via email due to grant owner retirement.; 3) 27.01.16: consolidated multiple lines due to FAR Cleanse exercise - line with code AA13136 was deleted.
E01061 | 15-16 | 2016-01-31 | 2019-01-01 |  | Research | Research | Fluidigm Europe B.V. | n/a | b) Controller HX (Fluidigm) (this is part of the (a) above) | Automatic preparation system for the isolation and preparation of individual cells for genomic analysis applications | Michael Smith B.4072 initially, then AV Hill D.G.010 | Michael Smith Building | Andy Hayes | Cay Kielty | 1 Good | 1 State of art | 1 Dedicated to particular experiment | 0 | MHS | Institute of Human Development | 1500920/1508926 | Yes. Single Cell Research Centre (SCRC) | 4G5 | 4. Sample Measurement/Analysis | G. Bio-Medical | 5. Cells | y |  |  |  |  | R117914 | R117914 | 9011 | R117914 | 6520 | 9013 | 01 | 56463.28 | 10978.9711 | 45484.3089 | 0 | 1568.4244 | 56463.28 | [12 empty] | 56463.28 | 9410.5467 |  | 1568.4244 | [23 empty] | 10978.9711 | 35 | 3 | Equipment acquired for specific research projects |  | N |  | N |  | N |  | N |  | N | <£100k | 0
E01061 | 15-16 | 2016-01-31 | 2019-01-01 |  | Research | Research | Fluidigm Europe B.V. | n/a | b) Controller HX (Fluidigm) (this is part of the (a) above) | Automatic preparation system for the isolation and preparation of individual cells for genomic analysis applications | Michael Smith B.4072 initially, then AV Hill D.G.010 | Michael Smith Building | Andy Hayes | Cay Kielty | 1 Good | 1 State of art | 1 Dedicated to particular experiment | 0 | MHS | Institute of Human Development | 1500920/1508926 | Yes. Single Cell Research Centre (SCRC) | 4G5 | 4. Sample Measurement/Analysis | G. Bio-Medical | 5. Cells | y |  |  |  |  | R116384 | R116384 | 9011 | R116384 | 6520 | 9013 | 01 | 18026 | 3505.0556 | 14520.9444 | 0 | 500.7222 | 18026 | [12 empty] | 18026 | 3004.3333 |  | 500.7222 | [23 empty] | 3505.0556 | 35 | 3 | Equipment acquired for specific research projects |  | N |  | N |  | N |  | N |  | N | <£100k | 0
E01061 | 15-16 | 2016-01-31 | 2019-01-01 |  | Research | Research | Fluidigm Europe B.V. | n/a | b) Controller HX (Fluidigm) (this is part of the (a) above) | 2 x Biosystem 40 Automatic Refridgerators w/ Statebourne Cryostors | Michael Smith B.4072 initially, then AV Hill D.G.010 | Michael Smith Building | Andy Hayes | Cay Kielty | 1 Good | 1 State of art | 1 Dedicated to particular experiment | 0 | MHS | Institute of Human Development | 1500920/1508926 | Yes. Single Cell Research Centre (SCRC) | 4G5 | 4. Sample Measurement/Analysis | G. Bio-Medical | 5. Cells | y |  |  |  |  | R116511 | R116511 | 9011 | R116511 | 6520 | 9013 | 01 | 35357.72 | 6875.1122 | 28482.6078 | 0 | 982.1589 | 35357.72 | [12 empty] | 35357.72 | 5892.9533 |  | 982.1589 | [23 empty] | 6875.1122 | 35 | 3 | Equipment acquired for specific research projects |  | N |  | N |  | N |  | N |  | N | <£100k | 0
E01062 | 14-15 | 2015-03-01 | 2019-03-01 |  | Other | HEFCE | IBM | n/a | High Performance Computing cluster | Provides high performance computing support | Scientific Computing, CRUK Manchester Institute, Paterson Building | Paterson Building | Wei Xing | Stuart Pepper | 1 Good | 1 State of art | 2 General purpose research | 0 | MHS | Cancer Research UK Manchester Institute (CRUK MI) | 1345333 | http://www.cruk.manchester.ac.uk/Research/Services-Technology/Scientific-Computing-Team/Home | 6A2 | 6. Infrastructure | A. IT | 2. Storage | y | yes | Jun'15 | Rachael Theodoulou | June 2015 - Item confirmed in use, and viewed. Photo provided | AA11629 | AA11629 | 9011 | AA11629 | 6521 | 9013 | 10 | 831033.42 | 294324.3362 | 536709.0837 | 0 | 17313.1962 | 831033.42 | [12 empty] | 831033.42 | 277011.14 |  | 17313.1962 | [23 empty] | 294324.3362 | 48 | 4 | Motor vehicles and other general equipment | 21.09.15: UEL amended to 4 years as per Gemma Lyons' email on 17.09.15 | N |  | N |  | N |  | N |  | Y |  | 0 | 1) UEL amended to 3 years as agreed. 07.08.15. 2)21.09.15: UEL amended to 4 years as per Gemma Lyons' email on 17.09.15
E01063 | 14-15 | 2015-03-01 | 2015-03-01 |  | Other | HEFCE | Mindex Ltd |  | Model 1070 Nanoclean | Plasma Cleaner | PSI, Alan Turing, Third floor | Alan Turing Building | Alan Turing Building | Philip Withers | 1 Good | 1 State of art | 2 General purpose research | 0.5 | EPS | Materials | 1382147 | MCF | CD9 | CD9 | CD9 | CD9 | y | yes | 2015-07-01 | PAUL JORDAN/JOHN GOODIER | as per Jun'15 verification exercise for FY14-15 YrEnd | AA12198 | AA12198 | 9011 | AA12198 | 6521 | 9013 | 10 | 74078.88 | 74078.88 | 0 | 0 | 0 | 74078.88 | [12 empty] | 74078.88 | 74078.88 |  | 0 | [23 empty] | 74078.88 | 1 | 0 | Does not match Policy. Check | Commissioning date was later than the grant end date (Per the 408 PA project end date report); thus end date entered = commissioning date. Thus asset is fully written down in line with the end of the grant. | N |  | Y | Commissioning date was later than the grant end date (Per the 408 PA project end date report); thus end date entered = commissioning date. Thus asset is fully written down in line with the end of the grant. | N |  | N |  | Y |  | 1
E01064 | 14-15 | 2015-07-01 | 2018-07-01 |  | Other | HEFCE | Deben UK | 0 | Fatigue frame with Bose actuator | High frequency test machines to be hosted on our X-ray CT scanners to study the fatigue of many engineering materials, | HMXIF, PSI 3rd Floor Alan Turing | HMXIF, PSI 3rd Floor Alan Turing | Tristan Lowe | Philip Withers | 1 Good | 1 State of art | 2 General purpose research | 0 | EPS | Faculty Office Dean | 1265648 | Yes - Henry Moseley X-ray Imaging Facility | 3C2 | 3. Materials Characterisation | C. Imaging | 2. X-ray | y | yes | 2015-07-01 | PAUL JORDAN/JOHN GOODIER | as per Jun'15 verification exercise for FY14-15 YrEnd | AA12198 | AA12198 | 9011 | AA12198 | 6521 | 9013 | 10 | 179916 | 64969.6667 | 114946.3333 | 0 | 4997.6667 | 179916 | [12 empty] | 179916 | 59972 |  | 4997.6667 | [23 empty] | 64969.6667 | 36 | 3 | Equipment acquired for specific research projects |  | N |  | N |  | N |  | N |  | Y |  | 0 | 1)UEL amended to 3 years as agreed. 07.08.15. 2)22.03.16: 'School' reclassed as per JC instruction.
E01065 | 14-15 | 2015-11-01 | 2018-11-01 |  | Other | HEFCE | MicroTesting Solutions LLC | 0 | Test Rig System MTR-3 | System for conducting various forms of mechanical, electrical and thermal testing on micron-scale specimens. | PSI 3.301 | PSI 3.301 | Sven L M Schroeder | Sven L M Schroeder | 1 Good | 1 State of art | 2 General purpose research | 0 | EPS | Faculty Office Dean | 1332094 | Multidisciplinary Characterisation Facility | 1H3 | 1. Process Equipment – Physical | H. Sample Manipulation | 3. Micromanipulation | y | yes | 2015-07-01 | PAUL JORDAN/JOHN GOODIER | as per Jun'15 verification exercise for FY14-15 YrEnd | AA12198 | AA12198 | 9011 | AA12198 | 6521 | 9013 | 10 | 162066.86 | 40516.715 | 121550.145 | 0 | 4501.8572 | 162066.86 | [12 empty] | 162066.86 | 36014.8578 |  | 4501.8572 | [23 empty] | 40516.715 | 36 | 3 | Equipment acquired for specific research projects | UC - costs was removed to uncomm. IE | N |  | N |  | N |  | N |  | Y |  | 0 | 22.03.16: 'School' reclassed as per JC instruction.
E01066 | 14-15 | UC | - |  | University Funded | University Funded | Regarding E01066 I don’t believe that this is an asset however is the cost of relocating a piece of equipment | 0 | PNo 6369 Sackville Street Building - Equipment relocation - Room 35(m) | PNo 6369 Sackville Street Building - Equipment relocation - Room 35(m) |  |  |  |  | N/A | N/A | N/A | N/A | EPS | Materials | 1372632 | n/a | N/A | N/A | N/A | N/A | y |  |  |  |  | AA13167 | AA13167 | 9011 | AA13167 | 6522 | 9013 | 00 | 0 | 0 | 0 | 0 | 0 | 0 | [12 empty] | 0 | 0 |  | 0 | [23 empty] | 0 | - | - | Does not match Policy. Check | Cost removed as IE mispost | N |  | N |  | N |  | N |  | N | <£100k | 0
E01067 | 14-15 | 2015-11-01 | 2018-11-01 |  | Other | HEFCE | Silicon Biosystems | DEP array single capture | Silicon Biosystems DEP array single capture | Single capture | 2nd Floor, Paterson Building, Room RS79 | Paterson Building | Stuart Pepper | Ged Brady | 1 Good | 1 State of art | 1. Dedicated to a particular experiment | 0 | MHS | Cancer Research UK Manchester Institute (CRUK MI) | 1385657(jnl#375753) | No | 2C1 | 2. Process Equipment – Biological | C. Tissue Processing | 1. Tissue Processor | y | yes | 2015-12-10 | Rachael Theodoulou | confirmed by Rachael Theodoulou via email 10.12.15 | AA11629 | AA11629 | 9011 | AA11629 | 6521 | 9013 | 10 | 349966.28 | 87491.57 | 262474.71 | 0 | 9721.2856 | 349966.28 | [12 empty] | 349966.28 | 77770.2844 |  | 9721.2856 | [23 empty] | 87491.57 | 36 | 3 | Equipment acquired for specific research projects | UC - costs was removed to uncomm. IE | N |  | N |  | N |  | N |  | Y |  | 0
E01068 | 14-15 | 2015-04-01 | 2018-04-01 |  | University Funded | University Funded | Dell | N/A | Compute Servers | Components of High Performance Computing cluster. | Reynolds House, Second Floor | Reynolds House, Second Floor | Simon Hood, IT Services | n/a | 1 Good | 1 State of art | 2 General purpose research | 0 | PSS | ITS | Jnl#349686 | http://ri.itservices.manchester.ac.uk/csf/ | 6A1 | 6. Infrastructure | A. IT | 1. Server | y | yes | 2016-07-01 | Confirmed by J.Bird with signed verification form | as per FY1516 YrEnd Verification & Impairments Exercise in Jul'16 | LA00700 | LA00700 | 9011 | LA00642 | 6522 | 9013 | 00 | 50000 | 22222.2222 | 27777.7778 | 0 | 1388.8889 | 50000 | [12 empty] | 50000 | 20833.3333 |  | 1388.8889 | [23 empty] | 22222.2222 | 36 | 3 | Equipment acquired for specific research projects |  | N |  | N |  | N |  | N |  | Y |  | 0 | UEL amended to 3 years as agreed. 07.08.15
E01069 | 14-15 | 2015-05-01 | 2018-05-01 |  | University Funded | University Funded | NanoTemper | NanoTemper Monolith NT.115 | NanoTemper Monolith NT.115 | Multi-user equipment; analysis of molecules in biological systems | CTF 3.21 | CTF | Dr Ashraf Kitmitto (x64186) | Dr Ashraf Kitmitto (x64186) | 1 Good | 1 State of art | 2 General purpose research | 0.1 | MHS | Biomedicine | 1383995 | No | 4G1 | 4. Sample Measurement/Analysis | G. Bio-Medical | 1. Cardiovascular | y |  |  |  |  | AA07541 | AA07541 | 9011 | AA07541 | 6522 | 9013 | 00 | 80196.28 | 33415.1167 | 46781.1633 | 0 | 2227.6744 | 80196.28 | [12 empty] | 80196.28 | 31187.4422 |  | 2227.6744 | [23 empty] | 33415.1167 | 36 | 3 | Equipment acquired for specific research projects |  | N |  | N |  | N |  | N |  | N | <£100k | 0 | UEL amended to 3 years as agreed. 07.08.15
E01070 | 14-15 | 2015-05-01 | 2019-05-01 |  | Other | HEFCE | Eppendorf | F570h GREEN HYDROCARBON UPRIGHT -86 FREEZER | Eppendorf F570h GREEN HYDROCARBON UPRIGHT -86 FREEZER | Eppendorf F570h GREEN HYDROCARBON UPRIGHT -86 FREEZER | Lab 14, K Kendall Labs, CRUK Manchester Institute, Paterson Building | Paterson Building | Stuart Pepper | Stuart Pepper | 1 Good | 1 State of art | 2. General purpose research | 0 | MHS | Cancer Research UK Manchester Institute (CRUK MI) | 1379695 | No | N/A - doesn't fit into category | n/a | n/a | n/a | y | yes | not provided but confirmed on 23.06.15 | Rachael Theodoulou | June 2015 - Item confirmed in use, and viewed. Photo provided | AA11629 | AA11629 | 9011 | AA11629 | 6521 | 9013 | 10 | 121053.32 | 37829.1625 | 83224.1575 | 0 | 2521.9442 | 121053.32 | [12 empty] | 121053.32 | 35307.2183 |  | 2521.9442 | [23 empty] | 37829.1625 | 48 | 4 | Motor vehicles and other general equipment | 21.09.15: UEL amended to 4 years as per Gemma Lyons' email on 17.09.15 | N |  | N |  | N |  | N |  | Y |  | 0 | 1) UEL amended to 3 years as agreed. 07.08.15. 2)21.09.15: UEL amended to 4 years as per Gemma Lyons' email on 17.09.15
E01071 | 14-15 | 2015-07-01 | 2018-07-01 |  | Part Funded | University Funded | Zeiss |  | Zeiss SIGMA field-emission scanning electron microscope | allows scanning electron microscopy imaging on nanoscale | Centre for Mesoscience and Nanotechnology, IT building, room 1.08. | Centre for Mesoscience and Nanotechnology, IT building, room 1.08. | Centre for Mesoscience and Nanotechnology, IT building, room 1.08. | Irina Grigorieva/Tom Thomson | 1 Good | 1 State of art | 2 General purpose research |  | EPS | Computer Science | 1351370 | no |  |  |  |  | y | Yes | 2016-07-01 | confirmed by Phill McDonald with signed verification form | as per FY1516 YrEnd Verification & Impairments Exercise in Jul'16 | MH00468 | MH00468 | 9011 | MH00468 | 6522 | 9013 | 00 | 13200 | 4766.6667 | 8433.3333 | 0 | 366.6667 | 13200 | [12 empty] | 13200 | 4400 |  | 366.6667 | [23 empty] | 4766.6667 | 36 | 3 | Equipment acquired for specific research projects |  | N |  | N |  | N |  | N |  | Y |  | 6 | 1)UEL amended to 3 years as agreed. 07.08.15. 2) 22.03.16: 'School' amendment made as per JC email
E01071 | 14-15 | 2015-07-01 | 2018-07-01 |  | Part Funded | Other | Zeiss |  | Zeiss SIGMA field-emission scanning electron microscope | allows scanning electron microscopy imaging on nanoscale | Centre for Mesoscience and Nanotechnology, IT building, room 1.08. | Centre for Mesoscience and Nanotechnology, IT building, room 1.08. | Centre for Mesoscience and Nanotechnology, IT building, room 1.08. | Irina Grigorieva/Tom Thomson | 1 Good | 1 State of art | 2 General purpose research |  | EPS | Faculty Office Dean | 1351370 | no |  |  |  |  | y | yes | 2015-08-11 | Irina Grigorieva | part of the Jul'15 verification exercise at yr-end | P117675 | P117675 | 9011 | P117675 | 6521 | 9013 | 09 | 118800 | 42900 | 75900 | 0 | 3300 | 118800 | [12 empty] | 118800 | 39600 |  | 3300 | [23 empty] | 42900 | 36 | 3 | Equipment acquired for specific research projects |  | N |  | N |  | N |  | N |  | Y |  | 6 | 1)UEL amended to 3 years as agreed. 07.08.15. 2) 22.03.16: 'School' amendment made as per JC email
E01072 | 14-15 | 2015-05-01 | 2018-05-01 |  | University Funded | University Funded | Tecniplast | AERO80 cage racks | AERO80 cage racks | Cages for mice | Transgenic Facility, Incubator Building | Incubator Building | Kim Acton | Stuart Pepper | 1 Good | 1 State of art | 2 General purpose research | 0 | MHS | Cancer Research UK Manchester Institute (CRUK MI) | 1385492 | CRUK MI Biological Resources Unit | 6D3 | 6. Infrastructure | D. Laboratory | 3. Controlled Environment | y | yes | 2015-07-03 | Rachael Theodoulou | June 2015 - Kim Acton has confirmed item in use. Finance viewed this equipment on 3rd July 2015 | AA08371 | AA08371 | 9011 | AA08371 | 6522 | 9013 | 00 | 253963.04 | 105817.9333 | 148145.1067 | 0 | 7054.5289 | 253963.04 | [12 empty] | 253963.04 | 98763.4044 |  | 7054.5289 | [23 empty] | 105817.9333 | 36 | 3 | Equipment acquired for specific research projects |  | N |  | N |  | N |  | N |  | Y |  | 0 | UEL amended to 3 years as agreed. 07.08.15
E01073 | 14-15 | 2015-10-16 | 2018-10-01 |  | University Funded | University Funded | Mediso Ltd | NanoTemper Monolith NT.115 | nanoScan SC SPEC/CT 4 Headed System | preclinical medicine imaging system' | Room 4.437, Stopford Building | Stopford Building | Dhifaf Jasim | Kostas Kostarelos | 1 Good | 1. State of the art | 3. Research & Teaching | 0 | MHS | Institute of Inflammation & Repair | 1380488 | No | 4G4 | 4. Sample Measurement/Analysis | G. Bio-Medical | 4. Whole Body | y | yes | 2015-10-22 | Rachael Theodoulou | as per email 20.11.15 | AA12760 | AA12760 | 9011 | AA12760 | 6522 | 9013 | 00 | 349704 | 97140 | 252564 | 0 | 9714 | 349704 | [12 empty] | 349704 | 87426 |  | 9714 | [23 empty] | 97140 | 36 | 3 | Equipment acquired for specific research projects |  | N |  | N |  | N |  | N |  | Y |  | 0 | Commissioning date amended due to confirmation of uncommission received; i.e. still under testing as per email rec'd 08.07.15 from Rachael Theodoulou.
E01074 | 14-15 | 2015-08-20 | 2018-08-01 |  | University Funded | University Funded | Thermo | 0 | Exactive Plus EMR HSD orbitrap mass spectrometer | Orbitrap mass spectrometer for accurate mass measurement | Chemistry, mass spectrometery laboratory GE033 | Chemistry, mass spectrometery laboratory GE033 | Dr. I.Strashnov | Dr. C. Muryn | 1 Good | 1 State of art | 1 Dedicated to particular experiment | 1 | EPS | Chemistry | 1386289 | no | 3B3 | 3. Materials Characterisation | B. Spectrometry | 3. Mass Spectrometry | y | yes | 2015-08-11 | Ilya Strashnov | part of the Jul'15 verification exercise at yr-end | AA13251 | AA13251 | 9011 | AA13251 | 6522 | 9013 | 00 | 285041.11 | 95013.7033 | 190027.4067 | 0 | 7917.8086 | 285041.11 | [12 empty] | 285041.11 | 87095.8947 |  | 7917.8086 | [23 empty] | 95013.7033 | 35 | 3 | Equipment acquired for specific research projects |  | N |  | N |  | N |  | N |  | Y |  | 0 | 1)UEL amended to 3 years as agreed. 07.08.15; 2) comm.date amended as per confirmation on 24.09.15 from Nina Wozmirska.
E01075 | 14-15 | 2015-06-01 | 2018-06-01 |  | University Funded | University Funded | Biolin Scientific | 0 | Q-Sense Omega Auto | Automated surface science applications. Measures layer mass and viscoelastic properties. Eg, protein interactions or supported lipid bilayers | Michael Smith Building B.1063 | Michael Smith Building | Thomas Jowitt | Thomas Jowitt | 1 Good | 1 State of art | 2 General purpose research | 0.5 | FLS | Life Sciences | 1382906 | Biomolecular Analysis Core Facility | 3K6 | 3. Materials Characterisation | K. Mechanical Properties | 6. Vibration | y | Yes | 2015-07-01 | FLS | Confirmation as per the FY1415 year-end Jun'15 verification exercise | AA00158 | AA00158 | 9011 | AA00158 | 6522 | 9013 | 00 | 126150 | 49058.3333 | 77091.6667 | 0 | 3504.1667 | 126150 | [12 empty] | 126150 | 45554.1667 |  | 3504.1667 | [23 empty] | 49058.3333 | 36 | 3 | Equipment acquired for specific research projects |  | N |  | N |  | N |  | N |  | Y |  | 0 | UEL amended to 3 years as agreed. 07.08.15
E01076 | 14-15 | 2015-06-01 | 2018-06-01 |  | University Funded | University Funded | Bruker UK Limited | 0 | NMR Spectrometer | Measurement of NMR spectra | Chemistry, 2nd Floor Teaching Laboratory | Chemistry | Dr. Chris Muryn | Dr. Ralph Adams | 1 Good | 1 State of art | 3 Research and Teaching | 0 | EPS | Chemistry | 1366913 | No | 3A3 | 3. Materials Characterisation | A. Spectroscopy | 3. Nuclear Magnetic Resonance | n | Yes, as per confirmation of asset commissioning status on 01.07.15 |  |  | as per asset commisssioning confirmation in Jun'15 | AA13250 | AA13250 | 9011 | AA13250 | 6521 | 9013 | 00 | 138000 | 53666.6667 | 84333.3333 | 0 | 3833.3333 | 138000 | [12 empty] | 138000 | 49833.3333 |  | 3833.3333 | [23 empty] | 53666.6667 | 36 | 3 | Equipment acquired for specific research projects |  | N |  | N |  | N |  | N |  | Y |  | 0 | UEL amended to 3 years as agreed. 07.08.15
E01077 | 14-15 | 2015-06-01 | 2018-06-01 |  | University Funded | University Funded | Thermo Fisher Scientific | UltiMate 3000 Nano RSLC system | UltiMate 3000 Nano RSLC system | Physically separates complex biological mix of peptides before mass analysis by the 6600 mass spectrometer. | WMIC 2nd floor, Room S04/S05 | WMIC | Andrew Williamson | Anthony Whetton | 1 Good | 1 State of art | 1 Dedicated to particular experiment | 0 | MHS | Institute of Cancer Sciences | 1384161 | No | 3L5 | 3. Materials Characterisation | L. Chemical Analysis | 5. Chromatography | y |  |  |  |  | AD06580 | AD06580 | 9011 | AD06580 | 6521 | 9013 | 00 | 55291.59 | 21502.285 | 33789.305 | 0 | 1535.8775 | 55291.59 | [12 empty] | 55291.59 | 19966.4075 |  | 1535.8775 | [23 empty] | 21502.285 | 36 | 3 | Equipment acquired for specific research projects |  | N |  | N |  | N |  | N |  | N | <£100k | 0 | UEL amended to 3 years as agreed. 07.08.15
E01078 | 14-15 | 2015-06-01 | 2019-06-01 |  | Other | HEFCE | Roche | Ventana Discovery Ultra | Ventana Discovery Ultra | Automated slide processing | Paterson Building, Histology lab | Paterson Building | Garry Ashton | Garry Ashton | 1 Good | 1 State of art | 2 General purpose research | 0 | MHS | Cancer Research UK Manchester Institute (CRUK MI) | 1382738 | Histology Core Facility | 2C4 | 2. Process Equipment – Biological | C. Tissue Processing | 4. Immunostainer | y |  |  |  |  | AA11629 | AA11629 | 9011 | AA11629 | 6521 | 9013 | 10 | 50000 | 14583.3333 | 35416.6667 | 0 | 1041.6667 | 50000 | [12 empty] | 50000 | 13541.6667 |  | 1041.6667 | [23 empty] | 14583.3333 | 48 | 4 | Motor vehicles and other general equipment | 21.09.15: UEL amended to 4 years as per Gemma Lyons' email on 17.09.15 | N |  | N |  | N |  | N |  | N | <£100k | 0 | 1) UEL amended to 3 years as agreed. 07.08.15. 2)21.09.15: UEL amended to 4 years as per Gemma Lyons' email on 17.09.15
E01079 | 14-15 | 2015-07-01 | 2018-07-01 |  | University Funded | University Funded | Unify Enterprise Communications Ltd | n/a | Telecoms Upgrade (PABX) | Telecoms Upgrade (PABX) | IT Building 1st Floor / Zochonis basement / Whitworth Hall basement / Renold Building / IT Building ground floor | IT Building / Zochonis / Whitworth Hall / Renold | Darren Hankinson | n/a | 1 Good | 2. Good | 3. Research & Teaching | n/a | PSS | ITS | JNL#358586 | no | n/a | 6. Infrastructure | n/a | n/a | y | yes | 2016-07-01 | Confirmed by J.Bird with signed verification form | as per FY1516 YrEnd Verification & Impairments Exercise in Jul'16 | LA00718 | LA00718 | 9011 | LA00642 | 6522 | 9013 | 00 | 262051.64 | 94629.7589 | 167421.8811 | 0 | 7279.2122 | 262051.64 | [12 empty] | 262051.64 | 87350.5467 |  | 7279.2122 | [23 empty] | 94629.7589 | 36 | 3 | Equipment acquired for specific research projects |  | N |  | N |  | N |  | N |  | Y |  | 0 | 1)UEL amended to 3 years as agreed. 07.08.15. 2)13.05.16: depn chg code amended to central depn code LA00642 as instructed by N.Swithenbank
E01080 | 14-15 | 2015-07-01 | 2018-07-01 |  | University Funded | University Funded | BioRad | QX200 Auto DG Droplet Digital PCR System | QX200 Auto DG Droplet Digital PCR System | QX200 Auto DG Droplet Digital PCR System | 6th Floor St Mary's Hospital | St Mary's Hospital | James O'Sullivan | Bill Newman | 1 Good | 1 State of art | 1 Dedicated to particular experiment | 0 | MHS | Institute of Human Development | 1412523 | Manchester Centre for Clinical Genomics Lab | 4F2 | 4. Sample Measurement/Analysis | F. Proteins/Nucleic Acids | 2. PCR | n |  |  |  |  | AA14077 | AA14077 | 9011 | AA14077 | 6522 | 9013 | 00 | 89095 | 32173.1944 | 56921.8056 | 0 | 2474.8611 | 89095 | [12 empty] | 89095 | 29698.3333 |  | 2474.8611 | [23 empty] | 32173.1944 | 36 | 3 | Equipment acquired for specific research projects |  | N |  | N |  | N |  | N |  | N | <£100k | 0 | UEL amended to 3 years as agreed. 07.08.15
E01081 | 14-15 | 2015-07-01 | 2018-07-01 |  | University Funded | University Funded | NanoTemper | 0 | NT.115 pico | Protein interaction analysis | Michael Smith B2071 | Michael Smith B2071 | Thomas Jowitt | Thomas Jowitt | 1 Good | 1 State of art | 2 General purpose research | 0 | FLS | Life Sciences | 1397240 | Biomolecular Analysis Core Facility | 4E1 | 4. Sample Measurement/Analysis | E. Optical | 1. Quantum Information | y |  |  |  |  | AA00158 | AA00158 | 9011 | AA00158 | 6522 | 9013 | 00 | 89666.08 | 32379.4178 | 57286.6622 | 0 | 2490.7244 | 89666.08 | [12 empty] | 89666.08 | 29888.6933 |  | 2490.7244 | [23 empty] | 32379.4178 | 36 | 3 | Equipment acquired for specific research projects |  | N |  | N |  | N |  | N |  | N | <£100k | 0 | UEL amended to 3 years as agreed. 07.08.15
E01082 | 14-15 | 2015-07-01 | 2018-07-01 |  | University Funded | University Funded | Rigaku | 0 | Rigaku NEX-CG EDXRF Analyzer with Polarization | Rigaku NEX-CG EDXRF Analyzer with Polarization | Arthur Lewis Lab | Arthur Lewis Building | John Moore | Martin Evans | 1 Good | SOTA | General Purpose Research | Occasional | Humanities | SEED (School of Environment, Education and Development) | 1419522 | Geography Laboratories | 3B2 | 3. Materials Characterisation | B. Spectrometry | 2. X-ray | y | Yes | 2016-07-01 | Confirmed by Ian Rodd via signed verification form | as per FY1516 YrEnd Verification & Impairments Exercise in Jul'16 | AC00044 | AC00044 | 9011 | AC00044 | 6522 | 9013 | 00 | 63600 | 22966.6667 | 40633.3333 | 0 | 1766.6667 | 63600 | [12 empty] | 63600 | 21200 |  | 1766.6667 | [23 empty] | 22966.6667 | 36 | 3 | Equipment acquired for specific research projects |  | N |  | N |  | N |  | N |  | Y | <£100k | 0 | UEL amended to 3 years as agreed. 07.08.15
E01083 | 14-15 | 2015-07-01 | 2018-07-01 |  | University Funded | University Funded |  |  | PNo 6303 - Stopford Building Anatomy Skills - Additional Freezers Project | PNo 6303 - Stopford Building Anatomy Skills - Additional Freezers Project | Stopford Building (Anatomy Skills Suite) | Stopford Building | Jenny Schofield | Jenny Schofield |  |  |  |  | FLS | Life Sciences | JNl#360840(various PO) | [5 empty] | y |  |  |  |  | DB00824 | DB00824 | 9011 | DB00824 | 6522 | 9013 | ;00 | 96495.48 | 34845.59 | 61649.89 | 0 | 2680.43 | 96495.48 | [12 empty] | 96495.48 | 32165.16 |  | 2680.43 | [23 empty] | 34845.59 | 36 | 3 | Equipment acquired for specific research projects |  | N |  | N |  | N |  | N |  | N | <£100k | 10 | UEL amended to 3 years as agreed. 07.08.15
E01084 | 14-15 | 2015-07-01 | 2015-07-01 |  | Part Funded | Research | Beckman Coulter | P/ACE MDQ Plus Capillary Electrophoresis System | P/ACE MDQ Plus Capillary Electrophoresis System | P/ACE MDQ Plus Capillary Electrophoresis System | Stopford, 2.224 | Stopford Building | R Donno | N Tirelli | 1 Good | 1. State of the art | 1. Dedicated to a particular experiment | 0.5 | MHS | Biomedicine | 1420107 | Northwest Centre of Advanced Drug Delivery | 3L7 / 4F4 | 3: Materials characterisation OR 4. Sample measurement /analysis | L. Chemical Analysis OR F. Proteins/Nucleic Acids | 7. electrophoresis OR 4. electrophoresis | n |  |  |  |  | R115131 | R115131 | 9011 | R115131 | 6520 | 9013 | 05 | 28361 | 28361 | 0 | 0 | 0 | 28361 | [12 empty] | 28361 | 28361 |  | 0 | [23 empty] | 28361 | 1 | 0 | Does not match Policy. Check | Commissioning date was later than the grant end date (Per the 408 PA project end date report); thus end date entered = commissioning date. Thus asset is fully written down in line with the end of the grant. (the grant was ended Jun'15) | N |  | Y | Commissioning date was later than the grant end date (Per the 408 PA project end date report); thus end date entered = commissioning date. Thus asset is fully written down in line with the end of the grant. (the grant was ended Jun'15) | N |  | N |  | N | <£100k | 0 | UEL set to match the grant ended date
E01084 | 14-15 | 2015-07-01 | 2015-07-01 |  | Part Funded | University Funded | Beckman Coulter | P/ACE MDQ Plus Capillary Electrophoresis System | P/ACE MDQ Plus Capillary Electrophoresis System | P/ACE MDQ Plus Capillary Electrophoresis System | Stopford, 2.224 | Stopford Building | R Donno | N Tirelli | 1 Good | 1. State of the art | 1. Dedicated to a particular experiment | 0.5 | MHS | Manchester Pharmacy School | 1420107 | Northwest Centre of Advanced Drug Delivery | 3L7 / 4F4 | 3: Materials characterisation OR 4. Sample measurement /analysis | L. Chemical Analysis OR F. Proteins/Nucleic Acids | 7. electrophoresis OR 4. electrophoresis | n |  |  |  |  | AA03128 | AA03128 | 9011 | AA03128 | 6522 | 9013 | 00 | 30000 | 30000 | 0 | 0 | 0 | 30000 | [12 empty] | 30000 | 30000 |  | 0 | [23 empty] | 30000 | 1 | 0 | Does not match Policy. Check | Part funded UEL needs to in line to the grant UEL. See more details as below line. | N |  | Y | Part funded UEL needs to in line to the grant UEL. See more details as below line. | N |  | N |  | N | <£100k | 0 | UEL set to match the grant ended date
E01085 | 14-15 | 2015-12-01 | 2018-12-01 |  | University Funded | University Funded | Isotopx Limited |  | Upgrade existing Noble Gas Mass Spectrometer - (asset ref.R0934) | Upgrade existing Noble Gas Mass Spectrometer - (asset ref.R0934) | [8 empty] | EPS | SEAES | Jnl#362626(PO1395287) | [5 empty] | n | yes | 2016-07-01 | Confirmed by Vikki Fellows with signed verification form | as per FY1516 YrEnd Verification & Impairments Exercise in Jul'16 | AA13376 | AA13376 | 9011 | AA13376 | 6522 | 9013 | 00 | 60000 | 13333.3333 | 46666.6667 | 0 | 1666.6667 | 60000 | [12 empty] | 60000 | 11666.6667 |  | 1666.6667 | [23 empty] | 13333.3333 | 36 | 3 | Equipment acquired for specific research projects | UC - costs was removed to uncomm. IE | N |  | N | UC - costs was removed to uncomm. IE | N |  | N |  | Y | <£100k | 12
E01086 | 15-16 | 2015-08-11 | 2018-08-01 |  | University Funded | University Funded | Leica Microsystems | 0 | SP8 STED Super Resolution Microscope | Confocal microscope with suppression lasers that allow you to image structures far smallthe normal resolution of a light microscope and approaching that of an electron microscope. | Michael Smith Building B.1063 | Michael Smith Building B.1063 | Dr Peter March | Dr Christoph Ballestrem | 1 Good | 1 State of art | 2 General purpose research | 0.5 | FLS | Life Sciences | 1413658/1450459/1478090 | Bioimaging Core Facility https://www.intranet.ls.manchester.ac.uk/facilities/research/bioimaging/default.aspx | 4E5 | 4. Sample Measurement/Analysis | E. Optical | 5. High Resolution Imaging | y | yes | 2015-09-07 | Sophie Cheetham | confirmed via Sep'15 FLS capital equip.review | AA00159 | AA00159 | 9011 | AA00158 | 6522 | 9013 | 00 | 529781.8 | 176593.9333 | 353187.8667 | 0 | 14716.1611 | 529781.8 | [12 empty] | 529781.8 | 161877.7722 |  | 14716.1611 | [23 empty] | 176593.9333 | 36 | 3 | Equipment acquired for specific research projects |  | N |  | N |  | N |  | N |  | Y |  | 0
E01086 | 15-16 | 2015-08-11 | 2018-08-01 |  | University Funded | University Funded | Leica Microsystems | 0 | SP8 STED Super Resolution Microscope- Final enabling work | Confocal microscope with suppression lasers that allow you to image structures far smallthe normal resolution of a light microscope and approaching that of an electron microscope. | Michael Smith Building B.1063 | Michael Smith Building B.1063 | Dr Peter March | Dr Christoph Ballestrem | 1 Good | 1 State of art | 2 General purpose research | 0.5 | FLS | Life Sciences | 1413658/1450459/1478090 | Bioimaging Core Facility https://www.intranet.ls.manchester.ac.uk/facilities/research/bioimaging/default.aspx | 4E5 | 4. Sample Measurement/Analysis | E. Optical | 5. High Resolution Imaging | y | yes | 2015-09-07 | Sophie Cheetham | confirmed via Sep'15 FLS capital equip.review | DB00865 | DB00865 | 9011 | DB00865 | 6522 | 9013 | 00 | 2314.61 | 771.5367 | 1543.0733 | 0 | 64.2947 | 2314.61 | [12 empty] | 2314.61 | 707.2419 |  | 64.2947 | [23 empty] | 771.5367 | 36 | 3 | Equipment acquired for specific research projects |  | N |  | N |  | N |  | N |  | Y |  | 0
E01087 | 15-16 | 2015-08-08 | 2015-10-01 |  | Part Funded | University Funded | Newport Spectra-Physics | 0 | Femtosecond Ti:sapphire laser system and associated non-linear optics. | Produces laser light at 1 kHz, 90 fs pulses, 6 mJ and also generates UV to mid-IR light from OPAs | Manchester Institute of Biotechnology, room LG044 | Manchester Institute of Biotechnology, room LG044 | Dr Samantha Hardman | Prof. Nigel Scrutton | 1 Good | 1 State of art | 1 Dedicated to particular experiment | 0 | FLS | Manchester Institute of Biotechnology | 1360225 | Yes - http://www.mib.ac.uk/research/facilities/biophysics/ | 4D7 | 4. Sample Measurement/Analysis | D. Laser | 7. Femtosecond | y | yes | 2015-09-07 | Sophie Cheetham | confirmed via Sep'15 FLS capital equip.review | AA10689 | AA10689 | 9011 | AA00158 | 6522 | 9013 | 00 | 60000 | 60000 | 0 | 0 | 0 | 60000 | [12 empty] | 60000 | 60000 |  | 0 | [23 empty] | 60000 | 2 | 0 | Does not match Policy. Check | match to the R funded grant end date | N |  | N |  | N |  | N |  | Y |  | 0 | UEL set to match the Research grant ended date
E01087 | 15-16 | 2015-08-08 | 2015-10-01 |  | Part Funded | Research | Newport Spectra-Physics | 0 | Femtosecond Ti:sapphire laser system and associated non-linear optics. | Produces laser light at 1 kHz, 90 fs pulses, 6 mJ and also generates UV to mid-IR light from OPAs | Manchester Institute of Biotechnology, room LG044 | Manchester Institute of Biotechnology, room LG044 | Dr Samantha Hardman | Prof. Nigel Scrutton | 1 Good | 1 State of art | 1 Dedicated to particular experiment | 0 | FLS | Manchester Institute of Biotechnology | 1360225 | Yes - http://www.mib.ac.uk/research/facilities/biophysics/ | 4D7 | 4. Sample Measurement/Analysis | D. Laser | 7. Femtosecond | y | yes | 2015-09-07 | Sophie Cheetham | confirmed via Sep'15 FLS capital equip.review | R117866 | R117866 | 9011 | R117866 | 6520 | 9013 | 01 | 304167.59 | 304167.59 | 0 | 0 | 0 | 304167.59 | [12 empty] | 304167.59 | 304167.59 |  | 0 | [23 empty] | 304167.59 | 2 | 0 | Does not match Policy. Check | match to the R funded grant end date | N |  | N |  | N |  | N |  | Y |  | 0 | UEL set to match the grant ended date
E01088 | 15-16 | 2015-09-11 | 2018-09-01 |  | University Funded | University Funded | Agilent Technologies |  | Agilent GCMS | Combination of gas chromatography and mass spectrometry for the quantitative and qualitative analysis of sample components | 3rd floor |  | Scrutton Group | Nigel Scrutton | 1 Good | 1 State of art | 1 Dedicated to particular experiment | 0 | FLS | Manchester Institute of Biotechnology | 1402356 | no | 3L5 | 3. Materials Characterisation | L. Chemical Analysis | 5. Chromatography | y |  |  |  |  | AA00158 | AA00158 | 9011 | AA00158 | 6522 | 9013 | 00 | 58905.6 | 17998.9333 | 40906.6667 | 0 | 1636.2667 | 58905.6 | [12 empty] | 58905.6 | 16362.6667 |  | 1636.2667 | [23 empty] | 17998.9333 | 36 | 3 | Equipment acquired for specific research projects |  | N |  | N |  | N |  | N |  | N | <£100k | 2
E01090 | 15-16 | 2015-09-16 | 2018-09-01 |  | University Funded | University Funded | Laerdal Medical Limited | Sim Man 3G Manikin | Sim Man 3G Manikin | Adult patient simulator designed to deliver the realistic training | Room 1.35 | Stopford Building | Sandra Martin | Douglas Steinke | 1 Good | 1. State of the art | 3. Research & Teaching | 0.3 | MHS | Manchester Pharmacy School | 1439499 | No | n/a | n/a | n/a | n/a | y | yes | 2015-10-30 | MHS | confirmed by Rachael Theodoulou via email 20.11.15 | AA14031 | AA14031 | 9011 | AA14031 | 6522 | 9013 | 00 | 89175 | 27247.9167 | 61927.0833 | 0 | 2477.0833 | 89175 | [12 empty] | 89175 | 24770.8333 |  | 2477.0833 | [23 empty] | 27247.9167 | 36 | 3 | Equipment acquired for specific research projects |  | N |  | N |  | N |  | N |  | Y |  | 0
E01091 | 15-16 | 2015-10-21 | 2018-10-01 |  | University Funded | University Funded | EMC | n/a | Isilon Equipment | NAS Storage Platform | Joule/Reynold Machine Room | Reynolds House/Joules House | Shaz Ashraf | n/a | 1 Good | 1. State of the art | 2. General purpose research | 200TB | PSS | ITS | 1462119 | no | 6A2 | 6. Infrastructure | A. IT | 2. Storage | y | yes | 2016-07-01 | Confirmed by J.Bird with signed verification form | as per FY1516 YrEnd Verification & Impairments Exercise in Jul'16 | KC00160 | KC00160 | 9011 | LA00642 | 6522 | 9013 | 00 | 405075.48 | 112520.9667 | 292554.5133 | 0 | 11252.0967 | 405075.48 | [12 empty] | 405075.48 | 101268.87 |  | 11252.0967 | [23 empty] | 112520.9667 | 35 | 3 | Equipment acquired for specific research projects |  | N |  | N |  | N |  | N |  | Y |  | 0 | 13.05.16: depn chg code amended to central depn code LA00642 as instructed by N.Swithenbank
E01093 | 15-16 | 2015-11-17 | 2018-11-01 |  | University Funded | University Funded | Zinsser Analytic UK Ltd | Echo MRI-900 Whole Body Magnetic Analyser | Echo MRI-900 Whole Body Magnetic Analyser | Analyzers deliver precise body composition measurements of fat, lean, free water, and total water masses in live animals | Biological services facility (BSF), Stopford Building | Stopford Building | BSF | David Bechtold | 1 Good | 1 State of art | 2. General purpose research | 0.3 | MHS | Institute of Human Development | 1439081 | BSF | 3C1 | 3. Materials Characterisation | C. Imaging | 1. Magnetic Resonance | y |  |  | Confirmed by J.Bird with signed verification form |  | AA11081 | AA11081 | 9011 | AA11081 | 6522 | 9013 | 00 | 78256 | 19564 | 58692 | 0 | 2173.7778 | 78256 | [12 empty] | 78256 | 17390.2222 |  | 2173.7778 | [23 empty] | 19564 | 35 | 3 | Equipment acquired for specific research projects |  | N |  | N |  | N |  | N |  | N | <£100k | 0
E01094 | 15-16 | 2015-12-18 | 2018-12-01 |  | University Funded | University Funded | BioSystem | 40 LN2 | BIOSYSTEM 40 LN2 REFRIGERATOR | Refrigerator | MCRC Building, room 1.112 | MCRC Building, room 1.112 | Stuart Pepper | Stuart Pepper | 1 Good | 1 State of art | 2 General purpose research | 0 | MHS | Cancer Research UK Manchester Institute (CRUK MI) | 1385572 | No | 6D5 | 6. Infrastructure | D. Laboratory | 5. Controlled Environment Storage | y |  |  | Confirmed by J.Bird with signed verification form |  | WA00710 | WA00710 | 9011 | WA00710 | 6521 | 9013 | 00 | 52686.85 | 11708.1889 | 40978.6611 | 0 | 1463.5236 | 52686.85 | [12 empty] | 52686.85 | 10244.6653 |  | 1463.5236 | [23 empty] | 11708.1889 | 35 | 3 | Equipment acquired for specific research projects |  | N |  | N |  | N |  | N |  | N | <£100k | 0
E01095 | 15-16 | 2015-12-01 | 2018-12-01 |  | University Funded | University Funded | Anatamage Inc | n/a | Anatomage table with Digital Library. | Advanced anatomy visualization system for anatomy education. The equipment resembles an operating table with real patient contents to illustrate the realism of living human | Room G.123 | Stopford Building | Mark Oldfield | Dr Jason Hall | 1) Good | 1) State of the Art | 3) Teaching | 0.4 | MHS | Manchester Pharmacy School | 1437442 | Consultation Skills Learning Centre | 5A3 | 5. Large Scale Instruments | A. Simulated Environments | 3. Virtual Environment | y |  |  | Confirmed by J.Bird with signed verification form |  | AA03128 | AA03128 | 9011 | AA03128 | 6522 | 9013 | 00 | 62421.02 | 13871.3378 | 48549.6822 | 0 | 1733.9172 | 62421.02 | [12 empty] | 62421.02 | 12137.4206 |  | 1733.9172 | [23 empty] | 13871.3378 | 36 | 3 | Equipment acquired for specific research projects |  | N |  | N |  | N |  | N |  | N | <£100k | 0
E01096 | 15-16 | 2016-01-01 | 2019-01-01 |  | University Funded | University Funded |  |  | Micromeritics 3Flex 3500 Multi-Port High-Throughput Micropore Gas Adsorption Analyser | Micromeritics 3Flex 3500 Multi-Port High-Throughput Micropore Gas Adsorption Analyser | Basement Chemistry Building | Basement Chemistry Building | Basement Chemistry Building | Martin Schröder |  |  |  |  | EPS | Chemistry | 1459786 | [5 empty] | y | Yes | 2016-02-01 | Confirmed by J.Bird with signed verification form | this is confirmed by email on 02.02.16 | AA13453 | AA13453 | 9011 | AA13453 | 6522 | 9013 | 00 | 123732.1 | 24059.0194 | 99673.0806 | 0 | 3437.0028 | 123732.1 | [12 empty] | 123732.1 | 20622.0167 |  | 3437.0028 | [23 empty] | 24059.0194 | 36 | 3 | Equipment acquired for specific research projects |  | N |  | N |  | N |  | N |  | Y |  | 10
E01097 | 15-16 | 2016-01-01 | 2019-01-01 |  | University Funded | University Funded |  |  | NEW XploRA PLUS V1.2 Å MULTILINE Confocal Raman microscope Part - XPLORA+/ML | XploRA PLUS V1. | [8 empty] | EPS | Chemistry | 1442019 | [5 empty] | y | Yes | 2016-05-01 | Confirmed by J.Bird with signed verification form | confirmation received from Nina 11.05.16 | AA14166 | AA14166 | 9011 | AA14166 | 6522 | 9013 | 01 | 163740 | 31838.3333 | 131901.6667 | 0 | 4548.3333 | 163740 | [12 empty] | 163740 | 27290 |  | 4548.3333 | [23 empty] | 31838.3333 | 36 | 3 | Equipment acquired for specific research projects |  | N |  | N |  | N |  | N |  | Y |  | 12 | total PO amount is >£50k
E01098 | 15-16 | 2015-12-18 | 2018-12-01 |  | University Funded | University Funded | Laerdal Medical Limited | n/a | SimMan advanced patient simulator - Equipment | adult patient simulator designed to deliver the most realistic training possible | Room 1.323/1.324 | Jean McFarlane Building | Jean McFarlane Building | David Turner | N/A | N/A | N/A |  | MHS | School of Nursing, Midwifery and Social Work | 1439455 & 1439464 | [5 empty] | y | yes | Mar'16 | confirmed by R.T | confirmed by email on 09.03.16 | AA01466 | AA01466 | 9011 | AA01466 | 6522 | 9013 | 00 | 106109.02 | 23579.7822 | 82529.2378 | 0 | 2947.4728 | 106109.02 | [12 empty] | 106109.02 | 20632.3094 |  | 2947.4728 | [23 empty] | 23579.7822 | 35 | 3 | Equipment acquired for specific research projects |  | N |  | N |  | N |  | N |  | Y |  | 6
E01098 | 15-16 | UC |  |  | University Funded | University Funded | Laerdal Medical Limited | n/a | SimMan advanced patient simulator - Enabling work | Project 6302 Stopford Sim Man - estates costs relating to the Nursing Stopford Sim Man | Stopford Bldg | Stopford Bldg | Jean McFarlane Building | David Turner | N/A | N/A | N/A | N/A | MHS | School of Nursing, Midwifery and Social Work | JNL#392392 | [5 empty] | y |  |  |  |  | AA01466 | AA01466 | 9011 | AA01466 | 6522 | 9013 | 00 | 0 | 0 | 0 | 0 | 0 | 0 | [12 empty] | 0 | 0 |  | 0 | [23 empty] | 0 | - | - | Does not match Policy. Check | MHS removed costs to UC IE in May'16 & confirmed via email this has yet commissioned. | N |  | N |  | N |  | N |  | N | <£100k | 5
E01099 | 15-16 | 2015-12-01 | 2018-12-01 |  | University Funded | University Funded | Life Technologies Ltd | Quantstudio 12k | QuantStudio 12K Flex Real-Time PCR System (instrument and Array Card block) | Quantstudio 12k Flex | Academic Radiation Oncology Lab | Christie Hospital | Rebecca Elliot | Catherine West | 1 Good | 1 State of art | 2 General purpose research | 0 | MHS | Institute of Cancer Sciences | 1492896 | No | 4G5 | 4. Sample Measurement/Analysis | G. Bio-Medical | 5. Cells | y |  |  | Confirmed by J.Bird with signed verification form |  | AA07542 | AA07542 | 9011 | AA07542 | 6522 | 9013 | 00 | 50732.38 | 11273.8622 | 39458.5178 | 0 | 1409.2328 | 50732.38 | [12 empty] | 50732.38 | 9864.6294 |  | 1409.2328 | [23 empty] | 11273.8622 | 36 | 3 | Equipment acquired for specific research projects |  | N |  | N |  | N |  | N |  | N | <£100k | 0
E01100 | 15-16 | 2016-01-04 | 2019-01-01 |  | University Funded | University Funded | NovoCyte | 3000 | NovoCyte 3000 Benchtop FACS analyser | FACS analyser | MCRC Building, room 1.112 | MCRC Building, room 1.112 | MCRC Building, room 1.112 | Stuart Pepper | 1 Good | 1 State of art | 2 General purpose research | 0 | MHS | Cancer Research UK Manchester Institute (CRUK MI) | 1473486 | No | 4G5 | 4. Sample Measurement/Analysis | G. Bio-Medical | 5. Cells | Y |  |  | Confirmed by J.Bird with signed verification form |  | AA09637 | AA09637 | 9011 | AA09637 | 6522 | 9013 | 00 | 60050 | 11676.3889 | 48373.6111 | 0 | 1668.0556 | 60050 | [12 empty] | 60050 | 10008.3333 |  | 1668.0556 | [23 empty] | 11676.3889 | 36 | 3 | Equipment acquired for specific research projects |  | N |  | N |  | N |  | N |  | N | <£100k | 0
E01101 | 15-16 | 2015-10-02 | 2018-10-01 |  | University Funded | University Funded |  |  | ITRAX | Core Scanner instrument | Geog Lab, Arthur Lewis Bldg | Arthur Lewis Bldg | John Moore | Jamie Woodward | 1 Good | 1 State of art | 3. Research & Teaching | 0 | Humanities | School of Environment, Education & Development | 1442173 | no | 3B3 | Materials Characterisation | Spectrometry | Mass Spectrometry | y | Yes | 2016-07-01 | Confirmed by Ian Rodd via signed verification form | as per FY1516 YrEnd Verification & Impairments Exercise in Jul'16 | AC00044 | AC00044 | 9011 | AC00044 | 6522 | 9013 | 00 | 332400 | 92333.3333 | 240066.6667 | 0 | 9233.3333 | 332400 | [12 empty] | 332400 | 83100 |  | 9233.3333 | [23 empty] | 92333.3333 | 36 | 3 | Equipment acquired for specific research projects |  | N |  | N |  | N |  | N |  | Y |  | 2
E01102 | 15-16 | 2015-11-01 | 2018-11-01 |  | University Funded | University Funded | Cisco | n/a | Kilburn network room - network equipment | Cisco network Equipment, and structured cabling system including Optical Distribution frame | Kilburn Building | Kilburn Building | Kilburn Building | n/a | 1 Good | 2. Good | 3. Research & Teaching | n/a | PSS | ITS | 394701 | no | n/a | 6. Infrastructure | n/a | n/a | y | yes | 2016-07-01 | Confirmed by J.Bird with signed verification form | as per FY1516 YrEnd Verification & Impairments Exercise in Jul'16 | KC00158 | KC00158 | 9011 | LA00642 | 6522 | 9013 | 00 | 110936.84 | 27734.21 | 83202.63 | 0 | 3081.5789 | 110936.84 | [12 empty] | 110936.84 | 24652.6311 |  | 3081.5789 | [23 empty] | 27734.21 | 36 | 3 | Equipment acquired for specific research projects |  | N |  | N |  | N |  | N |  | Y |  | 0 | 13.05.16: depn chg code amended to central depn code LA00642 as instructed by N.Swithenbank
E01103 | 15-16 | 2016-02-15 | 2019-02-01 |  | University Funded | University Funded | JPK Instruments Ltd | JPK NanoWizard/UltraSpeed Atomic Force Microscope system | JPK NanoWizard/UltraSpeed Atomic Force Microscope system | High resolution and fast scanning AFM system | Room 1.426b | Stopford Building | Nigel Hodson | Nigel Hodson | 1. Good | 1. State of the art | 3. Research and Training | Y | MHS | Institute of Inflammation and Repair | 1469649 | Y - BioAFM Facility | 3F1 | 3. Materials Characterisation | F. Surface Probe Microscopy | 1. Atomic Force | y | yes | Mar'16 | Confirmed by J.Bird with signed verification form | confirmed by Rachael Theodoulou 10.03.16 | AA07540 | AA07540 | 9011 | AA07540 | 6522 | 9013 | 00 | 172500 | 28750 | 143750 | 0 | 4791.6667 | 172500 | [12 empty] | 172500 | 23958.3333 |  | 4791.6667 | [23 empty] | 28750 | 36 | 3 | Equipment acquired for specific research projects |  | N |  | N |  | N |  | N |  | Y |  | 0
E01104 | 15-16 | 2016-02-01 | 2016-07-01 |  | University Funded | University Funded | Malvern | MasterSizer 3000 | Particle Sizer | Materials Analysis | Pariser Building Room A11 | Pariser Building | Marc Schmidt | Tim Abram | 1 Good | 1 State of art | 1 Dedicated to particular experiment | 0 | EPS | MACE | 1484063 | Yes part of Dalton Cumbria NFCE http://www.dalton.manchester.ac.uk/news-and-events/?archive=twelvemonths&id=11294 Also in alliance with NNL | 3E1 | 3. Materials Characterisation | E. Electron/Ion Microscopy | 1. Scanning | y |  |  | Confirmed by J.Bird with signed verification form |  | AA01508 | AA01508 | 9011 | AA01508 | 6522 | 9013 | 00 | 73888.2 | 73888.2 | 0 | 0 | 0 | 73888.2 | [12 empty] | 73888.2 | 73888.2 |  | 0 | [23 empty] | 73888.2 | 5 | 0 | Does not match Policy. Check | This is correct: as per request of Mike Hoare, this asset required to be fully depreciated by end of FY1516. | N |  | N |  | N |  | N | Matter of formula setting - the remaining Depn will be processed in Jul'16 | N | <£100k | 0 | originally funded by R116818,which was finished.
E01105 | 15-16 | 2016-02-01 | 2019-02-01 |  | University Funded | University Funded | Georgfischer AgieCharmiles | n/a | EDM Wire Cutting Machine | Wire cutting electrodishcharge machine, used for precision cutting of hardened materials | Royce Lab SSB | Royce Lab SSB | Ian Winstanley | Carl Diver | 1 Good | 1 State of art | 1 Dedicated to particular experiment | 0 | EPS | MACE | 1493866 | no | 6C9 | 6. Infrastructure | C. Workshop | 9. Other Cutting | y | yes | Apr'16 | Confirmed by J.Bird with signed verification form | confirmed by Alison Lawton | AA14447 | AA14447 | 9011 | AA14447 | 6522 | 9013 | 00 | 101940 | 16990 | 84950 | 0 | 2831.6667 | 101940 | [12 empty] | 101940 | 14158.3333 |  | 2831.6667 | [23 empty] | 16990 | 36 | 3 | Equipment acquired for specific research projects |  | N |  | N |  | N |  | N |  | Y |  | 0
E01106 | 15-16 | 2016-03-30 | 2019-04-01 |  | University Funded | University Funded | ILLUMINA CAMBRIDGE LTD |  | Nextseq 500 bundle catalogue number SY-415-1001 plus sequencing consumables | [8 empty] | 0 | FLS | Life Sciences | 1456448 | [5 empty] | y | yes | Apr'16 | Confirmed by J.Bird with signed verification form | confirmed by Sasha Windelinckx via email | AA00158 | AA00158 | 9011 | AA00158 | 6522 | 9013 | 00 | 189000.02 | 25540.5432 | 163459.4768 | 0 | 5108.1086 | 189000.02 | [12 empty] | 189000.02 | 20432.4346 |  | 5108.1086 | [23 empty] | 25540.5432 | 36 | 3 | Equipment acquired for specific research projects |  | N |  | N |  | N |  | N |  | Y |  | 13
E01107 | 15-16 | 2016-04-11 | 2019-04-01 |  | Part Funded | University Funded | Thermo |  | QE HF system with KingFisher Flex robot | Mass spectrometry system to support phospho-proteomics | Michael Smith Building Room B.2071 | Michael Smith Building | Michael Smith Building | Dr David Knight/Dr Chiara Francavilla | 1 Good | 1 State of art | 1 Dedicated to particular experiment | 0 | FLS | Life Sciences | 1497246 | www.bioms.manchester.ac.uk | 3B3 | 3. Materials Characterisation | B. Spectrometry | 3. Mass Spectrometry | y | yes | 2016-04-21 | Confirmed by J.Bird with signed verification form | confirmed by Sasha Windelinckx via email | AA10689 | AA10689 | 9011 | AA00158 | 6522 | 9013 | 00 | 451240.72 | 50137.8578 | 401102.8622 | 0 | 12534.4644 | 451240.72 | [12 empty] | 451240.72 | 37603.3933 |  | 12534.4644 | [23 empty] | 50137.8578 | 36 | 3 | Equipment acquired for specific research projects |  | N |  | N |  | N |  | N |  | Y |  | 1
E01107 | 15-16 | 2016-04-11 | 2019-04-01 |  | Part Funded | Research | Thermo |  | QE HF system with KingFisher Flex robot | Mass spectrometry system to support phospho-proteomics | Michael Smith Building Room B.2071 | Michael Smith Building | Michael Smith Building | Dr David Knight/Dr Chiara Francavilla | 1 Good | 1 State of art | 1 Dedicated to particular experiment | 0 | FLS | Life Sciences | 1497246 | www.bioms.manchester.ac.uk | 3B3 | 3. Materials Characterisation | B. Spectrometry | 3. Mass Spectrometry | y | yes | 2016-04-21 | Confirmed by J.Bird with signed verification form | confirmed by Sasha Windelinckx via email | R118901 | R118901 | 9011 | R118901 | 6520 | 9013 | 31 | 169446.68 | 18827.4089 | 150619.2711 | 0 | 4706.8522 | 169446.68 | [12 empty] | 169446.68 | 14120.5567 |  | 4706.8522 | [23 empty] | 18827.4089 | 36 | 3 | Equipment acquired for specific research projects |  | N |  | N |  | N |  | N |  | Y |  | 1
E01108 | 15-16 | 2016-04-04 | 2019-04-01 |  | Part Funded | University Funded | TSE Systems, Bad Homurg, Germany. |  | TSE SYSTEMS - TSE PhenoMaster System (12 cage upgrade to existing 18 cage system) | Behavioural experiments with manipulation of voluntary wheel running, monitoring of food and water intake. | Stopford BSF, 1A corridor. | Stopford BSF | Stopford BSF | Hugh Piggins/Alun Hughes | 1 Good | 1 State of art | 1 Dedicated to particular experiment | 0 | FLS | Life Sciences | 1421662 | No | 4G4 | 4. Sample Measurement/Analysis | G. Bio-Medical | 4. Whole Body | y |  |  | Confirmed by J.Bird with signed verification form |  | AA10689 | AA10689 | 9011 | AA00158 | 6522 | 9013 | 00 | 31865.1 | 3540.5667 | 28324.5333 | 0 | 885.1417 | 31865.1 | [12 empty] | 31865.1 | 2655.425 |  | 885.1417 | [23 empty] | 3540.5667 | 36 | 3 | Equipment acquired for specific research projects |  | N |  | N |  | N |  | N |  | N | <£100k | 1
E01108 | 15-16 | 2016-04-04 | 2019-04-01 |  | Part Funded | Research | TSE Systems, Bad Homurg, Germany. |  | TSE SYSTEMS - TSE PhenoMaster System (12 cage upgrade to existing 18 cage system) | Behavioural experiments with manipulation of voluntary wheel running, monitoring of food and water intake. | Stopford BSF, 1A corridor. | Stopford BSF | Stopford BSF | Hugh Piggins/Alun Hughes | 1 Good | 1 State of art | 1 Dedicated to particular experiment | 0 | FLS | Life Sciences | 1421662 | No | 4G4 | 4. Sample Measurement/Analysis | G. Bio-Medical | 4. Whole Body | y |  |  | Confirmed by J.Bird with signed verification form |  | R118608 | R118608 | 9011 | R118608 | 6520 | 9013 | 01 | 31865.1 | 3540.5667 | 28324.5333 | 0 | 885.1417 | 31865.1 | [12 empty] | 31865.1 | 2655.425 |  | 885.1417 | [23 empty] | 3540.5667 | 36 | 3 | Equipment acquired for specific research projects |  | N |  | N |  | N |  | N |  | N | <£100k | 1
E01109 | 15-16 | 2016-04-27 | 2019-04-01 |  | University Funded | University Funded | GE Inspection Technologies |  | Generator GE Isovolt Titan 225kV 45mA | High power X-ray source for use in the colour X-ray imaging bay | PSI, 3rd Floor AlanTuring Builidng. | AlanTuring Builidng. |  |  | 1 Good | 1 State of art | 1 Dedicated to particular experiment | 0 | EPS | ELM/ELZ | 1345910 | This equipment will become part of the Photon Science Instiute. | 3C2 | 3. Materials Characterisation | C. Imaging | 2. X-ray | y |  |  | Confirmed by J.Bird with signed verification form |  | WA00832 | WA00832 | 9011 | WA00832 | 6522 | 9013 | 00 | 59762.23 | 6640.2478 | 53121.9822 | 0 | 1660.0619 | 59762.23 | [12 empty] | 59762.23 | 4980.1858 |  | 1660.0619 | [23 empty] | 6640.2478 | 35 | 3 | Equipment acquired for specific research projects |  | N |  | N |  | N |  | N |  | N | <£100k | 3 | 29.06.16: Costs mismatched to E01018 in FY1415 is now re-matched to E01109.
E01111 | 15-16 | 2016-01-01 | 2019-01-01 |  | University Funded | University Funded |  |  | Samuel Alexander Translation Booths | [8 empty] | 0 | Humanities | School of Arts Languages and Cultures | 1413041, 1413049, 1413053, 1413062, 1447084 | [5 empty] | y | Yes | 2016-07-01 | Confirmed by Ian Rodd via signed verification form | as per FY1516 YrEnd Verification & Impairments Exercise in Jul'16 | AA14081 | AA14081 | 9011 | AA14081 | 6522 | 9013 | 00 | 440103.32 | 85575.6456 | 354527.6744 | 0 | 12225.0922 | 440103.32 | [12 empty] | 440103.32 | 73350.5533 |  | 12225.0922 | [23 empty] | 85575.6456 | 36 | 3 | Equipment acquired for specific research projects |  | N |  | N |  | N |  | N |  | Y |  | 15
E01112 | 15-16 | 2016-04-18 | 2019-05-01 |  | University Funded | University Funded | Olympus KeyMed and Bitplane AG | IX83 | OLYMPUS KEYMED - Olympus IX83 motorised microscope | Acquires fluorescent image stacks that are then processed to produce free from blur 3D volumes for analysis | B1057, Michael Smith building | Michael Smith building | Dr Peter March | Dr Christoph Ballestrem | 1 Good | 1 State of art | 2 General purpose research | 0 | FLS | Life Sciences | 1512448 & 1512447 | Bioimaging Facility https://www.intranet.ls.manchester.ac.uk/facilities/research/bioimaging/default.aspx | 4E5 | 4. Sample Measurement/Analysis | E. Optical | 5. High Resolution Imaging | y |  |  | Confirmed by J.Bird with signed verification form |  | AA00158 | AA00158 | 9011 | AA00158 | 6522 | 9013 | 00 | 71691.65 | 7750.4486 | 63941.2014 | 0 | 1937.6122 | 71691.65 | [12 empty] | 71691.65 | 5812.8365 |  | 1937.6122 | [23 empty] | 7750.4486 | 36 | 3 | Equipment acquired for specific research projects |  | N |  | N |  | N |  | N |  | N | <£100k | 0
E01113 | 15-16 | 2016-05-20 | 2019-05-20 |  | University Funded | University Funded | Carl Zeiss Microscopy Ltd and Scientific Volume Imaging B.V. | AxioObserver Z1 with laser autofocus and deconvolution software | Zeiss AxioObserver miotorised microscope and Image deconvolution software | Acquires fluorescent image stacks that are then processed to produce free from blur 3D volumes for analysis | B1057, Michael Smith building | Michael Smith building | Dr Peter March | Dr Christoph Ballestrem | 1 Good | 1 State of art | 2 General purpose research | 0 | FLS | Life Sciences | 1512408 & 1512420 | 0 | 4E5 | 4. Sample Measurement/Analysis | E. Optical | 5. High Resolution Imaging | y |  |  | Confirmed by J.Bird with signed verification form |  | AA00158 | AA00158 | 9011 | AA00158 | 6522 | 9013 | 00 | 83377 | 6948.0833 | 76428.9167 | 0 | 2316.0278 | 83377 | [12 empty] | 83377 | 4632.0556 |  | 2316.0278 | [23 empty] | 6948.0833 | 36 | 3 | Equipment acquired for specific research projects |  | N |  | N |  | N |  | N |  | N | <£100k | 0
E01114 | 15-16 | 2016-05-15 | 2019-05-15 |  | Part Funded | University Funded | Nikon Uk Limited | n/a | Nikon N-Storm4 Super resolution imaging system | Super resolution microscope system enabling imaging of live cells with nanoscale resolution. | 3rd floor, room 3.21e | Core Technology Facility | Andrew Trafford | Andrew Trafford |  |  |  | 0 | MHS | Institute of Cardiovascular Sciences | 1480070 | [5 empty] | y | yes | 23.06.16 | Confirmed by J.Bird with signed verification form |  | AA14079 | AA14079 | 9011 | AA14079 | 6522 | 9013 | 00 | 264961.57 | 22080.1308 | 242881.4392 | 0 | 7360.0436 | 264961.57 | [12 empty] | 264961.57 | 14720.0872 |  | 7360.0436 | [23 empty] | 22080.1308 | 36 | 3 | Equipment acquired for specific research projects |  | N |  | N |  | N |  | N |  | Y |  | 8
E01114 | 15-16 | 2016-05-15 | 2019-05-15 |  | Part Funded | Research | Nikon Uk Limited | n/a | Nikon N-Storm4 Super resolution imaging system | Nikon N-Storm4 Super resolution imaging system and service contract | 3rd floor, room 3.21e | Core Technology Facility | Andrew Trafford | Andrew Trafford |  |  |  |  | MHS | Institute of Cardiovascular Sciences | 1480070 | [5 empty] | y | yes | 23.06.16 | Confirmed by J.Bird with signed verification form |  | R118640 | R118640 | 9011 | R118640 | 6520 | 9013 | 31 | 264961.56 | 22080.13 | 242881.43 | 0 | 7360.0433 | 264961.56 | [12 empty] | 264961.56 | 14720.0867 |  | 7360.0433 | [23 empty] | 22080.13 | 36 | 3 | Equipment acquired for specific research projects |  | N |  | N |  | N |  | N |  | Y |  | 9 | remapped to E01114(part funded asset) from R1134 as confirmed by R.T in Jun'16.
E01115 | 15-16 | 2016-05-01 | 2019-05-01 |  | University Funded | University Funded | ThermoFisher Scientific |  | ThermoFisher Scientific PolyLab 7 with RheoDrive7, RheoMix 600 and Rheomex PTW16/25 | Polymer proceessing | Processing Hall, James Lighthill | Processing Hall, James Lighthill | Prof. Ian Kinloch 63615 | Prof. Ian Kinloch 63615 | 1 Good | 1. State of the art | 3. Research and Training | 0 | EPS | Materials | 1497501 | [5 empty] | y | Yes | 2016-07-01 | confirmed by signed year-end verification form | as per Jun'16 verification exercise for FY15-16 YrEnd | AA12311 | AA12311 | 9011 | AA12311 | 6522 | 9013 | 00 | 199896.94 | 16658.0783 | 183238.8617 | 0 | 5552.6928 | 199896.94 | [12 empty] | 199896.94 | 11105.3856 |  | 5552.6928 | [23 empty] | 16658.0783 | 36 | 3 | Equipment acquired for specific research projects |  | N |  | N |  | N |  | N |  | Y |  | 6
E01116 | 15-16 | 2016-05-01 | 2019-05-01 |  | University Funded | University Funded |  |  | NEC MC SNICS - SNICS Ion Source equipment | [8 empty] | 0 | EPS | Dalton Research Institute | PO1469583 & PO1484286 | [5 empty] | y | yes | 2016-07-01 | Confirmed by Vikki Fellows with signed verification form | as per FY1516 YrEnd Verification & Impairments Exercise in Jul'16 | AA14301 | AA14301 | 9011 | AA14301 | 6522 | 9013 | 00 | 97934.44 | 8161.2033 | 89773.2367 | 0 | 2720.4011 | 97934.44 | [12 empty] | 97934.44 | 5440.8022 |  | 2720.4011 | [23 empty] | 8161.2033 | 36 | 3 | Equipment acquired for specific research projects |  | N |  | N |  | N |  | N |  | Y | <£100k | 15
E01117 | 15-16 | 2016-05-01 | 2019-05-01 |  | University Funded | University Funded |  |  | Providentia Project - servers, storage & network switches |  | Renolds House | Renolds House | Simon Hood (Research IT) | N/A |  |  |  |  | PSS | ITS | 1490632 | [5 empty] | y | yes | 2016-07-01 | Confirmed by J.Bird with signed verification form | as per FY1516 YrEnd Verification & Impairments Exercise in Jul'16 | KC00191 | KC00191 | 9011 | KC00191 | 6522 | 9013 | 00 | 250000 | 20833.3333 | 229166.6667 | 0 | 6944.4444 | 250000 | [12 empty] | 250000 | 13888.8889 |  | 6944.4444 | [23 empty] | 20833.3333 | 36 | 3 | Equipment acquired for specific research projects |  | N |  | N |  | N |  | N |  | Y |  | 12
E01118 | 15-16 | 2016-06-01 | 2019-06-01 |  | University Funded | University Funded |  |  | EVO10 MA Lab6 with High speed blanking | Scanning electron microscope with high speed Ebeam lithography | LGCR ROOM LG 017 | LGCR ROOM LG 017 | John Whittaker | Vladimir Falco, but AG/KSN purchased |  |  |  |  | EPS | National Graphene Institute | 1532057 | [5 empty] | n | yes | 2016-07-01 | Confirmed by Vikki Fellows with signed verification form | as per FY1516 YrEnd Verification & Impairments Exercise in Jul'16 | LA00768 | LA00768 | 9011 | LA00768 | 6522 | 9013 | 00 | 107460 | 5970 | 101490 | 0 | 2985 | 107460 | [12 empty] | 107460 | 2985 |  | 2985 | [23 empty] | 5970 | 36 | 3 | Equipment acquired for specific research projects |  | N |  | N |  | N |  | N |  | Y | Action | 11
E01119 | 15-16 | 2016-07-19 | 2019-07-01 |  | Part Funded | University Funded |  |  | Illumina HiSeq 4000 & MiniSeq System | [9 empty] | FLS | Life Sciences | 1563985 | [5 empty] | y | yes | 2016-07-26 | Sasha Windelinckx | Confirmed as in Jul'16 FLS capital review | AA00158 | AA00158 | 9011 | AA00158 | 6522 | 9013 | 00 | 441633.71 | 12267.6031 | 429366.1069 | 0 | 12267.6031 | 441633.71 | [12 empty] | 441633.71 | 0 |  | 12267.6031 | [23 empty] | 12267.6031 | 35 | 3 | Equipment acquired for specific research projects |  | N |  | N |  | N |  | N |  | Y | Action | 16
E01119 | 15-16 | 2016-07-19 | 2019-07-01 |  | Part Funded | Research |  |  | Illumina HiSeq 4000 & MiniSeq System | [9 empty] | FLS | Life Sciences | 1563985 | [5 empty] | y | yes | 2016-07-26 | Sasha Windelinckx | Confirmed as in Jul'16 FLS capital review | R117875 | R117875 | 9011 | R117875 | 6520 | 9013 | 31 | 125000 | 3472.2222 | 121527.7778 | 0 | 3472.2222 | 125000 | [12 empty] | 125000 | 0 |  | 3472.2222 | [23 empty] | 3472.2222 | 35 | 3 | Equipment acquired for specific research projects |  | N |  | N |  | N |  | N |  | Y | Action | 16
E01120 | 15-16 | 2015-09-01 | 2018-09-01 |  | University Funded | University Funded |  |  | Stopford Self-Contained (Pharmacy)Pods (PN 6394)_enabling work | [9 empty] | MHS | Manchester Pharmacy School | 1420941 / 1458636 / 1465835 / 1445556 | [5 empty] | n/a | Yes | 2016-08-04 | confirmed by R.T | email rec'd on 04.08.16 | AA03128 | AA03128 | 9011 | AA03128 | 6522 | 9013 | 00 | 119492.58 | 36511.6217 | 82980.9583 | 0 | 3319.2383 | 119492.58 | [12 empty] | 119492.58 | 33192.3833 |  | 3319.2383 | [23 empty] | 36511.6217 | 36 | 3 | Equipment acquired for specific research projects |  | N |  | N |  | N |  | N |  | Y | Action | 16
E01121 | 15-16 | 2016-07-01 | 2019-07-01 |  | University Funded | University Funded | Rarecyte | CyteFinder System 2.0 | CyteFinder | Single cell isolation and analysis | CEP group, CRUK Manchester Institute, Paterson Building | CEP group, CRUK Manchester Institute, Paterson Building | Jon Tugwood | Stuart Pepper | 1 Good | 1 State of art | 2 General purpose research | 0 | MHS | CRUK Manchester Institute | 1465347 | no |  |  |  |  | y | Yes | 2016-08-08 | confirmed by R.T | email rec'd on 08.08.16 | AA11629 | AA11629 | 9011 | AA11629 | 6522 | 9013 | 00 | 111149.7 | 3087.4917 | 108062.2083 | 0 | 3087.4917 | 111149.7 | [12 empty] | 111149.7 | 0 |  | 3087.4917 | [23 empty] | 3087.4917 | 36 | 3 | Equipment acquired for specific research projects |  | N |  | N |  | N |  | N |  | Y | Action | 4
E01122 | 15-16 | 2016-05-01 | 2019-05-01 |  | Part Funded | University Funded |  |  | 22 high-memory compute nodes expansion of the Computational Shared Facility (CSF) cluster | [9 empty] | EPS | Physics and Astronomy | 1523025 | [5 empty] | n |  |  |  |  | AA09727 | AA09727 | 9011 | AA09727 | 6522 | 9013 | 00 | 64000 | 5333.3333 | 58666.6667 | 0 | 1777.7778 | 64000 | [12 empty] | 64000 | 3555.5556 |  | 1777.7778 | [23 empty] | 5333.3333 | 36 | 3 | Equipment acquired for specific research projects |  | N |  | N |  | N |  | N |  | N | <£100k | 16
E01122 | 15-16 | 2016-05-01 | 2019-05-01 |  | Part Funded | Research |  |  | 22 high-memory compute nodes expansion of the Computational Shared Facility (CSF) cluster | [9 empty] | EPS | Physics and Astronomy | 1523025 | [5 empty] | n |  |  |  |  | R116606 | R116606 | 9011 | R116606 | 6520 | 9013 | 05 | 84000 | 7000 | 77000 | 0 | 2333.3333 | 84000 | [12 empty] | 84000 | 4666.6667 |  | 2333.3333 | [23 empty] | 7000 | 36 | 3 | Equipment acquired for specific research projects |  | N |  | N |  | N |  | N |  | N | <£100k | 16
E01123 | 15-16 | 2016-07-29 | 2019-07-01 |  | University Funded | University Funded | Electronic Theatre Controls (ETC) | Ion control desks, Lustr LED lighting | Lighting Rigs (Martin Harris Centre) | Full theatre lighting systems in two performance spaces (Cosmo Rodewald Concert Hall and John Thaw Studio Theatre) | Martin Harris Centre - rooms F10, F16, F25, Cosmo Rodewald Concert Hall and John Thaw Studio Theatre | Martin Harris Centre | Karl Spencer | Stephen Bottoms/Camden Reeves | 1 Good | 1 State of art | 3. Research and Training | n/a | Humanities | School of Arts Languages and Cultures | 1569079 | http://www.martinharriscentre.manchester.ac.uk/ | 6J2 | 6. Infrastructure | J. Live Performance | 2. Lighting | y | yes | 2016-08-10 | confirmed by C.Poole | email received on 10.08.16 | AA14758 | AA14758 | 9011 | AA14758 | 6522 | 9013 | 00 | 364021.39 | 10111.7053 | 353909.6847 | 0 | 10111.7053 | 364021.39 | [12 empty] | 364021.39 | 0 |  | 10111.7053 | [23 empty] | 10111.7053 | 35 | 3 | Equipment acquired for specific research projects |  | N |  | N |  | N |  | N |  | Y | Action | 0
E01124 | 16-17 | 2016-08-15 | 2019-08-01 |  | University Funded | University Funded | Multiple | Multiple | Electroacoustic Cabling Infrastructure (Martin Harris Centre) | Sound diffusion/manipulation | Electroacoustic Building | Electroacoustic Building | Karl Spencer | David Berezan | 1 Good | 1 State of art | 3. Research and Training | n/a | Humanities | School of Arts Languages and Cultures | 1569098 | http://www.martinharriscentre.manchester.ac.uk/ | 6H3 | 6. Infrastructure | H. Audio Visual | 3. Presentation | Yes |  |  |  |  | AA14757 | AA14757 | 9011 | AA14757 | 6522 | 9013 | 00 | 231603.53 | 0 | 231603.53 | 231603.53 | 0 | 0 | 2016-08-01: 231603.53 | 231603.53 | 0 |  | 0 | [23 empty] | 0 | 36 | 3 | Equipment acquired for specific research projects |  | N |  | N |  | N |  | N |  | N | Action | 0
E01125 | 15-16 | 2016-07-01 | 2019-07-01 |  | Other | Other | Diamond Light Source Ltd |  | SCM-COL0072- Oxford Lasers Micromanaging Systems- | SCM-COL0072- Oxford Lasers Micromanaging Systems- | I14 EMF building at Diamond, Harwell | EMF building | David Eastwood | Peter Lee |  |  |  |  | EPS | Materials | PO1416023 | [5 empty] | n | yes | 2016-08-01 | Lee Ashton | confirmed by email on 12.08.16 | P112620 | P112620 | 9011 | P112620 | 6521 | 9013 | 09 | 106899.99 | 2969.4442 | 103930.5458 | 0 | 2969.4442 | 106899.99 | [12 empty] | 106899.99 | 0 |  | 2969.4442 | [23 empty] | 2969.4442 | 36 | 3 | Equipment acquired for specific research projects |  | N |  | N |  | N |  | N |  | Y | Action | 10
E01126 | 15-16 | 2015-09-01 | 2018-09-01 |  | University Funded | University Funded | Laerdal Medical Limited | n/a | Jean McFarlane Consultation Skills Suite (PN6329) | Self-contained pod's | Jean McFarlane Building | Jean McFarlane Building | [6 empty] | MHS | School of Nursing, Midwifery and Social Work | JNL#399538 | [5 empty] | n/a | Yes | Certificate received from Estates | completion certificate rec'd |  | AA01466 | AA01466 | 9011 | AA01466 | 6522 | 9013 | 00 | 288596.05 | 88182.1264 | 200413.9236 | 0 | 32066.2278 | 288596.05 | [12 empty] | 288596.05 | 56115.8986 |  | 32066.2278 | [23 empty] | 88182.1264 | 36 | 3 | Equipment acquired for specific research projects |  | N |  | N |  | N |  | N |  | Y | Action | 11 | 01.08.16:completion certifcate rec'd from Estates.
E01127 | 16-17 | 2016-08-08 | 2019-08-01 |  | University Funded | University Funded | Gatan UK | K2 Summit | K2 Summit Counting Direct Detection Camera, for Polara transmission electron microscope | The Gatan K2 is a revolutionary counting direct detection camera for electron microscopy and is the major enabler to higher resolution reconstructions and enhanced productivity in low dose cryo-EM (single particle and tomography). | Michael Smith Building, D.1515 (In the EM core facility) | Michael Smith Building | Aleksander Mironov | Alan Roseman/Karl Kadler | 1 Good | 1 State of art | 1 Dedicated to particular experiment | 0 | FLS | Life Sciences | 1519428 | FLS EM core facility | 3E4 | 3. Materials Characterisation | E. Electron/Ion Microscopy | 4. Whole Body | Yes | yes | 2016-08-22 | Sophie Carnegie | confirmed via Aug16 capital commissioned email | AA00158 | AA00158 | 9011 | AA00158 | 6522 | 9013 | 00 | 400000 | 0 | 400000 | 400000 | 0 | 0 | 2016-08-01: 400000 | 400000 | 0 |  | 0 | [23 empty] | 0 | 36 | 3 | Equipment acquired for specific research projects |  | N |  | N |  | N |  | N |  | Y |  | 0
F0001 | 96-97 | 2005-08-01 | 2009-08-01 |  | University Funded | University Funded |  |  | Ladybarn House | Ladybarn House | Ladybarn House |  |  |  | Not Required | Not Required | Not Required | Not Required | PSS | PSS | [9 empty] | Verified as part of data cleanse exercise (March 2015) |  | WA00032 | WA00032 | 9021 | WA00032 | 6515 | 9023 | 00 | 151988 | 151988 | 0 | 0 | 0 | 151988 | [12 empty] | 151988 | 151988 |  | 0 | [23 empty] | 151988 | 48 | 4 | Motor vehicles and other general equipment |  | N |  | N |  | N |  | N |  | N | Prior to FY1415=NOT required | 10
F0013 | 00-01 | 1999-01-01 12:00 | 2009-01-01 |  | University Funded | University Funded |  |  | Chemistry Building Radio Chemistry | Chemistry Building Radio Chemistry | School request write off |  | not required |  | Not Required | Not Required | Not Required | Not Required | EPS | Chemistry | [11 empty] | WA00204 | WA00204 | 9021 | WA00204 | 6515 | 9023 | 00 | 11595.74 | 11595.74 | 0 | 0 | 0 | 11595.74 | [12 empty] | 11595.74 | 11595.74 |  | 0 | [23 empty] | 11595.74 | 120 | 10 | Boilers, building plant and scientific equipment |  | N |  | N |  | N |  | N |  | N | Prior to FY1415=NOT required | 9
F0015 | 01-02 | 2000-07-01 12:00 | 2010-07-01 |  | University Funded | University Funded |  |  | Clincal Research Facility | Clincal Research Facility | Clincal Research Facility | Wellcome Clinical Research Facility | not required |  | Not Required | Not Required | Not Required | Not Required | MHS | School of Medicine | [11 empty] | WA00197 | WA00197 | 9021 | WA00197 | 6515 | 9023 | 00 | 54011.22 | 54011.22 | 0 | 0 | 0 | 54011.22 | [12 empty] | 54011.22 | 54011.22 |  | 0 | [23 empty] | 54011.22 | 120 | 10 | Boilers, building plant and scientific equipment |  | N |  | N |  | N |  | N |  | N | Prior to FY1415=NOT required | 8
F0016 | 01-02 | 2004-07-01 12:00 | 2014-07-01 |  | University Funded | University Funded |  |  | Additional Medical Students | Additional Medical Students | Additional Medical Students |  | not required |  | Not Required | Not Required | Not Required | Not Required | MHS | School of Medicine | [11 empty] | WA00199 | WA00199 | 9021 | WA00199 | 6515 | 9023 | 00 | 16471.08 | 16471.08 | 0 | 0 | 0 | 16471.08 | [12 empty] | 16471.08 | 16471.08 |  | 0 | [23 empty] | 16471.08 | 120 | 10 | Boilers, building plant and scientific equipment |  | N |  | N |  | N |  | N |  | N | Prior to FY1415=NOT required | 9
F0018 | 02-03 | 2001-01-01 12:00 | 2011-01-01 |  | University Funded | University Funded |  |  | Clincal Research Facility | Clincal Research Facility | Clincal Research Facility | Wellcome Clinical Research Facility | not required |  | Not Required | Not Required | Not Required | Not Required | MHS | School of Medicine | [11 empty] | WA00197 | WA00197 | 9021 | WA00197 | 6515 | 9023 | 00 | 10000 | 10000 | 0 | 0 | 0 | 10000 | [12 empty] | 10000 | 10000 |  | 0 | [23 empty] | 10000 | 120 | 10 | Boilers, building plant and scientific equipment |  | N |  | N |  | N |  | N |  | N | Prior to FY1415=NOT required | 8
F0019 | 02-03 | 2005-06-01 12:00 | 2015-06-01 |  | University Funded | University Funded |  |  | Federal School Inter Disc Facility | Federal School Inter Disc Facility | Federal School Inter Disc Facility |  | not required |  | Not Required | Not Required | Not Required | Not Required | PSS | PSS | [10 empty] | Identified as potential 'Building works' during the data cleanse exercise. | WA00200 | WA00200 | 9021 | WA00200 | 6515 | 9023 | 00 | 132137.97 | 132137.97 | 0 | 0 | 0 | 132137.97 | [12 empty] | 132137.97 | 132137.97 |  | 0 | [23 empty] | 132137.97 | 120 | 10 | Boilers, building plant and scientific equipment |  | N |  | N |  | N |  | N |  | N | Prior to FY1415=NOT required | 9
F0020 | 02-03 | 2001-10-01 12:00 | 2011-10-01 |  | University Funded | University Funded |  |  | Williamson Building : Isotope Cosmo Chem | Williamson Building : Isotope Cosmo Chem | Williamson Building : Isotope Cosmo Chem | Williamson Building | not required |  | Not Required | Not Required | Not Required | Not Required | EPS | Chemistry | [11 empty] | WA00210 | WA00210 | 9021 | WA00210 | 6515 | 9023 | 00 | 54290.88 | 54290.88 | 0 | 0 | 0 | 54290.88 | [12 empty] | 54290.88 | 54290.88 |  | 0 | [23 empty] | 54290.88 | 120 | 10 | Boilers, building plant and scientific equipment |  | N |  | N |  | N |  | N |  | N | Prior to FY1415=NOT required | 8
F0021 | 02-03 | 2004-08-01 12:00 | 2014-08-01 |  | University Funded | University Funded |  |  | Inorganic Chemistry | Inorganic Chemistry | School request write off |  | not required |  | Not Required | Not Required | Not Required | Not Required | EPS | Chemistry | [11 empty] | WA00217 | WA00217 | 9021 | WA00217 | 6515 | 9023 | 00 | 62204.73 | 62204.73 | 0 | 0 | 0 | 62204.73 | [12 empty] | 62204.73 | 62204.73 |  | 0 | [23 empty] | 62204.73 | 120 | 10 | Boilers, building plant and scientific equipment |  | N |  | N |  | N |  | N |  | N | Prior to FY1415=NOT required | 9
F0023 | 03-04 | 2003-07-01 12:00 | 2013-07-01 |  | University Funded | University Funded |  |  | Williamson Building -Isotope research centre | Williamson Building -Isotope research centre | School request write off |  | not required |  | Not Required | Not Required | Not Required | Not Required | EPS | Chemistry | [11 empty] | WA00210 | WA00210 | 9021 | WA00210 | 6515 | 9023 | 00 | 10174.47 | 10174.47 | 0 | 0 | 0 | 10174.47 | [12 empty] | 10174.47 | 10174.47 |  | 0 | [23 empty] | 10174.47 | 120 | 10 | Boilers, building plant and scientific equipment |  | N |  | N |  | N |  | N |  | N | Prior to FY1415=NOT required | 9
F0024 | 03-04 | 2003-07-01 12:00 | 2013-07-01 |  | University Funded | University Funded |  |  | Inorganic chemistry | Inorganic chemistry | School request write off |  | not required |  | Not Required | Not Required | Not Required | Not Required | EPS | Chemistry | [11 empty] | WA00217 | WA00217 | 9021 | WA00217 | 6515 | 9023 | 00 | 675.51 | 675.51 | 0 | 0 | 0 | 675.51 | [12 empty] | 675.51 | 675.51 |  | 0 | [23 empty] | 675.51 | 120 | 10 | Boilers, building plant and scientific equipment |  | N |  | N |  | N |  | N |  | N | Prior to FY1415=NOT required | 9
F0025 | 03-04 | 2003-07-01 12:00 | 2013-07-01 |  | University Funded | University Funded |  |  | Stoppard-3/F lab refurb | Stoppard-3/F lab refurb | Stoppard-3/F lab refurb | Stopford Building | not required |  | Not Required | Not Required | Not Required | Not Required | MHS | School of Medicine | [11 empty] | WA00222 | WA00222 | 9021 | WA00222 | 6515 | 9023 | 00 | 930.54 | 930.54 | 0 | 0 | 0 | 930.54 | [12 empty] | 930.54 | 930.54 |  | 0 | [23 empty] | 930.54 | 120 | 10 | Boilers, building plant and scientific equipment |  | N |  | N |  | N |  | N |  | N | Prior to FY1415=NOT required | 8
F0026 | 03-04 | 2003-07-01 12:00 | 2013-07-01 |  | University Funded | University Funded |  |  | Wings A & B Biomedical Science Building | Wings A & B Biomedical Science Building | Wings A & B Biomedical Science Building | Biomedical Science Building | not required |  | Not Required | Not Required | Not Required | Not Required | FLS | Life Sciences | [11 empty] | WA00202 | WA00202 | 9021 | WA00202 | 6515 | 9023 | 00 | 84016.89 | 84016.89 | 0 | 0 | 0 | 84016.89 | [12 empty] | 84016.89 | 84016.89 |  | 0 | [23 empty] | 84016.89 | 120 | 10 | Boilers, building plant and scientific equipment |  | N |  | N |  | N |  | N |  | N | Prior to FY1415=NOT required | 8
F0027 | 03-04 | 2003-07-01 12:00 | 2013-07-01 |  | University Funded | University Funded |  |  | Wings C&D Biomedical Science Bldg | Wings C&D Biomedical Science Bldg | Wings C&D Biomedical Science Bldg |  | not required |  | Not Required | Not Required | Not Required | Not Required | FLS | Life Sciences | [11 empty] | WA00203 | WA00203 | 9021 | WA00203 | 6515 | 9023 | 00 | 44695.63 | 44695.63 | 0 | 0 | 0 | 44695.63 | [12 empty] | 44695.63 | 44695.63 |  | 0 | [23 empty] | 44695.63 | 120 | 10 | Boilers, building plant and scientific equipment |  | N |  | N |  | N |  | N |  | N | Prior to FY1415=NOT required | 9
F0028 | 05-06 | 2005-07-01 12:00 | 2015-07-01 |  | University Funded | University Funded |  |  | FB1 Building | FB1 Building | FB1 Building | Ferranti Building | not required |  | Not Required | Not Required | Not Required | Not Required | PSS | PSS | [10 empty] | Identified as potential 'Building works' during the data cleanse exercise. | WA00241 | WA00241 | 9021 | WA00241 | 6515 | 9023 | 00 | 247759.28 | 247759.28 | 0 | 0 | 0 | 247759.28 | [12 empty] | 247759.28 | 247759.28 |  | 0 | [23 empty] | 247759.28 | 120 | 10 | Boilers, building plant and scientific equipment |  | N |  | N |  | N |  | N |  | N | Prior to FY1415=NOT required | 8
F0049 | 06-07 | 2006-08-01 12:00 | 2016-08-01 |  | University Funded | University Funded |  |  | Movement of MSE to North Campus | Movement of MSE to North Campus | Movement of MSE to North Campus |  | not required |  | Not Required | Not Required | Not Required | Not Required | PSS | PSS | [10 empty] | Identified as potential 'Building works' during the data cleanse exercise. | WA00271 | WA00271 | 9021 | WA00271 | 6515 | 9023 | 00 | 54435.89 | 54435.89 | 0 | 0 | 453.6324 | 54435.89 | [12 empty] | 54435.89 | 53982.2576 |  | 453.6324 | [23 empty] | 54435.89 | 120 | 10 | Boilers, building plant and scientific equipment |  | N |  | N |  | N |  | N | Remaining NBV will be depreciated in Aug'16 as per the UEL end date | N | Prior to FY1415=NOT required | 9
F0050 | 06-07 | 2006-08-01 12:00 | 2016-08-01 |  | University Funded | University Funded |  |  | Movement of MSE to North Campus | Movement of MSE to North Campus | Movement of MSE to North Campus |  | not required |  | Not Required | Not Required | Not Required | Not Required | PSS | PSS | [10 empty] | Identified as potential 'Building works' during the data cleanse exercise. | WA00271 | WA00271 | 9021 | WA00271 | 6515 | 9023 | 00 | 78915.28 | 78915.28 | 0 | 0 | 657.6273 | 78915.28 | [12 empty] | 78915.28 | 78257.6527 |  | 657.6273 | [23 empty] | 78915.28 | 120 | 10 | Boilers, building plant and scientific equipment |  | N |  | N |  | N |  | N | Remaining NBV will be depreciated in Aug'16 as per the UEL end date | N | Prior to FY1415=NOT required | 9
F0067 | 06-07 | 2007-03-01 12:00 | 2017-03-01 |  | University Funded | University Funded |  |  | Chemistry Building | Chemistry Building | School request write off |  | not required |  | Not Required | Not Required | Not Required | Not Required | EPS | Chemistry | [11 empty] | WA00250 | WA00250 | 9021 | WA00250 | 6515 | 9023 | 00 | 12052.27 | 11349.2209 | 703.0491 | 0 | 100.4356 | 12052.27 | [12 empty] | 12052.27 | 11248.7853 |  | 100.4356 | [23 empty] | 11349.2209 | 120 | 10 | Boilers, building plant and scientific equipment |  | N |  | N |  | N |  | N |  | N | Prior to FY1415=NOT required | 9
F0069 | 06-07 | 2005-08-01 12:00 | 2015-08-01 |  | University Funded | University Funded |  |  | Chemistry Building | Chemistry Building | School request write off |  | not required |  | Not Required | Not Required | Not Required | Not Required | EPS | Chemistry | [11 empty] | WA00250 | WA00250 | 9021 | WA00250 | 6515 | 9023 | 00 | 41078.06 | 41078.06 | 0 | 0 | 0 | 41078.06 | [12 empty] | 41078.06 | 41078.06 |  | 0 | [23 empty] | 41078.06 | 120 | 10 | Boilers, building plant and scientific equipment |  | N |  | N |  | N |  | N | N/A - formula picking up Aug15 | N | Prior to FY1415=NOT required | 9
F0074 | 07-08 | 2007-10-01 | 2017-10-01 |  | University Funded | University Funded |  |  | Alan Turing Building | Additions to Fixtures in Alan Turing Building Aug - Oct 2007 | Alan Turing Building | Alan Turing Building | not required |  | Not Required | Not Required | Not Required | Not Required | PSS | PSS | [10 empty] | Identified as potential 'Building works' during the data cleanse exercise. | WA00237 | WA00237 | 9021 | WA00237 | 6515 | 9023 | 00 | 208619.03 | 184280.1432 | 24338.8868 | 0 | 1738.4919 | 208619.03 | [12 empty] | 208619.03 | 182541.6512 |  | 1738.4919 | [23 empty] | 184280.1432 | 120 | 10 | Boilers, building plant and scientific equipment |  | N |  | N |  | N |  | N |  | N | Prior to FY1415=NOT required | 8
F0075 | 07-08 | 2007-10-01 | 2017-10-01 12:00 |  | University Funded | University Funded |  |  | Arthur Lewis Building | Additions to Fixtures in Arthur Lewis Building Aug - Oct 2007 | Arthur Lewis Building | Arthur Lewis Building | not required |  | Not Required | Not Required | Not Required | Not Required | PSS | PSS | [10 empty] | Identified as potential 'Building works' during the data cleanse exercise. | WA00239 | WA00239 | 9021 | WA00239 | 6515 | 9023 | 00 | 698658.54 | 617148.377 | 81510.163 | 0 | 5822.1545 | 698658.54 | [12 empty] | 698658.54 | 611326.2225 |  | 5822.1545 | [23 empty] | 617148.377 | 120 | 10 | Boilers, building plant and scientific equipment |  | N |  | N |  | N |  | N |  | N | Prior to FY1415=NOT required | 8
F0080 | 07-08 | 2008-05-01 | 2018-05-01 12:00 |  | University Funded | University Funded |  |  | Scan building | Additions to Fixtures in Scan building for medicine to Apr 08 | University Place - Medicine | University Place |  |  | Not Required | Not Required | Not Required | Not Required | MHS | Community Based Medicine | [9 empty] | Data confirmed as part of data cleanse exercise (March 2015). Asset not physically verified. |  | AA07951 | AA07951 | 9021 | AA07951 | 6515 | 9023 | 00 | 190982.56 | 157560.612 | 33421.948 | 0 | 1591.5213 | 190982.56 | [12 empty] | 190982.56 | 155969.0907 |  | 1591.5213 | [23 empty] | 157560.612 | 120 | 10 | Boilers, building plant and scientific equipment |  | N |  | N |  | N |  | N |  | N | Prior to FY1415=NOT required | 9
F0081 | 07-08 | 2008-08-01 | 2018-08-01 |  | University Funded | University Funded |  |  | Scan building | Additions to Fixtures in Scan building for Nursing Apr - Jun 08 | Jean MacFarlane Building | Jean MacFarlane Building | not required |  | Not Required | Not Required | Not Required | Not Required | MHS | School of Nursing, Midwifery and Social Work | [11 empty] | AA07012 | AA07012 | 9021 | AA07012 | 6515 | 9023 | 00 | 238740.58 | 190992.464 | 47748.116 | 0 | 1989.5048 | 238740.58 | [12 empty] | 238740.58 | 189002.9592 |  | 1989.5048 | [23 empty] | 190992.464 | 120 | 10 | Boilers, building plant and scientific equipment |  | N |  | N |  | N |  | N |  | N | Prior to FY1415=NOT required | 8
F0082 | 07-08 | 2008-08-01 | 2018-08-01 |  | University Funded | University Funded |  |  | Scan building | Additions to Fixtures in Scan building for Nursing Apr - Jun 08 | Jean MacFarlane Building | Jean MacFarlane Building | not required |  | Not Required | Not Required | Not Required | Not Required | MHS | School of Nursing, Midwifery and Social Work | [11 empty] | AA07012 | AA07012 | 9021 | AA07012 | 6515 | 9023 | 00 | 67949.07 | 54359.256 | 13589.814 | 0 | 566.2423 | 67949.07 | [12 empty] | 67949.07 | 53793.0137 |  | 566.2423 | [23 empty] | 54359.256 | 120 | 10 | Boilers, building plant and scientific equipment |  | N |  | N |  | N |  | N |  | N | Prior to FY1415=NOT required | 8
F0083 | 07-08 | 2008-08-01 | 2018-08-01 12:00 |  | Part Funded | HEFCE |  |  | Dental Hospital Lab | Additions to Fixtures in Dental Hospital Lab | Dental Hospital | Dental Hospital | not required |  | Not Required | Not Required | Not Required | Not Required | MHS | Dentistry | [11 empty] | WA00664 | WA00664 | 9021 | WA00664 | 6515 | 9023 | 10 | 384159.63 | 307327.704 | 76831.926 | 0 | 3201.3303 | 384159.63 | [12 empty] | 384159.63 | 304126.3737 |  | 3201.3303 | [23 empty] | 307327.704 | 120 | 10 | Boilers, building plant and scientific equipment |  | N |  | N |  | N |  | N |  | N | Prior to FY1415=NOT required | 8
R0001a | 01-02 | 2006-08-01 06:00 | 2009-08-01 |  | Research | Research | Zwick/Roell |  | HC10 Zwick-Roell loading frame | HC10 Zwick-Roell loading frame | Room 1.537, Stopford | Stopford Building | Andrew Fotheringham | Judith Hoyland | 1 Good |  | 1 Dedicated to particular experiment | 0.4 | MHS | Biomedicine |  |  | 3k3 | 3. Materials Characterisation | K. Mechanical Properties | 3. Load | [5 empty] | LE00115 | AA03261 | 9011 | AA03261 |  | 9013 | 00 | 14000 | 14000 | 0 | 0 | 0 | 14000 | [12 empty] | 14000 | 14000 |  | 0 | [23 empty] | 14000 | 36 | 3 | Equipment acquired for specific research projects |  | N |  | N |  | N |  | N |  | N | Prior to FY1415=NOT required | 4
R0001b | 01-02 | 2006-08-01 06:00 | 2009-08-01 |  | Research | Research | Flexercell |  | Flexercell tension plus system | Flexercell tension plus system | Room 1.427B Stopford Building | Stopford Building | Andrew Fotheringham | Judith Hoyland | 1 Good |  | 1 Dedicated to particular experiment | 0.4 | MHS | Biomedicine |  |  | 3k3 | 3. Materials Characterisation | K. Mechanical Properties | 3. Load | [5 empty] | LE00115 | AA03261 | 9011 | AA03261 |  | 9013 | 00 | 17500 | 17500 | 0 | 0 | 0 | 17500 | [12 empty] | 17500 | 17500 |  | 0 | [23 empty] | 17500 | 36 | 3 | Equipment acquired for specific research projects |  | N |  | N |  | N |  | N |  | N | Prior to FY1415=NOT required | 4
R0002 | 01-02 | 2006-08-01 06:00 | 2009-08-01 |  | Research | Research | Carbolite |  | Furnace | Furnace | Chemistry Building 5th Floor Radio Chemistry | Chemistry Building | Clint Sharad | Clint Sharad | 1 Good | 2 Good | 2 General purpose research | 0.5 | EPS | Chemistry |  | RadioChemistryhttp://crr.manchester.ac.uk/ | 1d1 | 1. Process Equipment – Physical | D. Controlled Environment | 1. Furnace |  |  |  | Data confirmed as part of data cleanse exercise (March 2015). Asset not physically verified. |  | LE00103 | LE00103 | 9011 |  |  | 9013 | 00 | 23560.2 | 23560.2 | 0 | 0 | 0 | 23560.2 | [12 empty] | 23560.2 | 23560.2 |  | 0 | [23 empty] | 23560.2 | 36 | 3 | Equipment acquired for specific research projects |  | N |  | N |  | N |  | N |  | N | Prior to FY1415=NOT required | 2
R0003 | 01-02 | 2006-08-01 06:00 | 2009-08-01 |  | Research | Research |  |  | X-Ray Inspection | X-Ray Inspection | Materials Science Building A14 | Materials Science Building |  |  | 1 Good | 2 Good | 3 Research and Teaching | 0.3 | EPS | Materials | [7 empty] | yes | 2015-07-01 | PAUL JORDAN/JOHN GOODIER | as per Jun'15 verification exercise for FY14-15 YrEnd | LE00107 | LE00107 | 9011 |  |  | 9013 | 00 | 36436.44 | 36436.44 | 0 | 0 | 0 | 36436.44 | [12 empty] | 36436.44 | 36436.44 |  | 0 | [23 empty] | 36436.44 | 36 | 3 | Equipment acquired for specific research projects |  | N |  | N |  | N |  | N |  | Y |  | 9
R0004 | 01-02 | 2006-08-01 06:00 | 2009-08-01 |  | Research | Research |  |  | Contamination Monitor | Contamination Monitor | Chemistry Building 5th Floor Radio Chemistry | Chemistry Building | Katie Law | Nick Bryan | 1 Good | 2 Good | 2 General purpose research | 0.1 | EPS | Chemistry |  | RadioChemistryhttp://crr.manchester.ac.uk/ | 1D1 | 1. Process Equipment – Physical | D. Controlled Environment | 1. Furnace |  |  |  | Data confirmed as part of data cleanse exercise (March 2015). Asset not physically verified. |  | LE00103 | LE00103 | 9011 |  |  | 9013 | 00 | 29357.38 | 29357.38 | 0 | 0 | 0 | 29357.38 | [12 empty] | 29357.38 | 29357.38 |  | 0 | [23 empty] | 29357.38 | 36 | 3 | Equipment acquired for specific research projects |  | N |  | N |  | N |  | N |  | N | Prior to FY1415=NOT required | 2
R0005 | 01-02 | 2006-08-01 06:00 | 2009-08-01 |  | Research | Research |  |  | Centrifuge | Centrifuge | [7 empty] | 0 | FLS | Life Sciences |  |  | 2b2 | 2. Process Equipment – Biological | B. Centrifuge | 2. High Speed | [5 empty] | LE00111 | LE00111 | 9011 |  |  | 9013 | 00 | 72220.67 | 72220.67 | 0 | 0 | 0 | 72220.67 | [12 empty] | 72220.67 | 72220.67 |  | 0 | [23 empty] | 72220.67 | 36 | 3 | Equipment acquired for specific research projects |  | N |  | N |  | N |  | N |  | N | Prior to FY1415=NOT required | 10
R0006 | 01-02 | 2006-08-01 06:00 | 2009-08-01 |  | Research | Research | Waters |  | Mass Spectrometer | Spectrometer - Waters LCT | Michael Smith Building B2071 | Michael Smith Building | David Knight | David Knight | 1 Good | 3 Adequate | 2 General purpose research | 0.3 | FLS | Life Sciences |  | Biomolecular Analysis Facility | 3b3 | 3. Materials Characterisation | B. Spectrometry | 3. Mass Spectrometry | [5 empty] | LE00111 | LE00111 | 9011 |  |  | 9013 | 00 | 112050 | 112050 | 0 | 0 | 0 | 112050 | [12 empty] | 112050 | 112050 |  | 0 | [23 empty] | 112050 | 36 | 3 | Equipment acquired for specific research projects |  | N |  | N |  | N |  | N |  | N | Prior to FY1415=NOT required | 2
R0007 | 01-02 | 2006-08-01 06:00 | 2009-08-01 |  | Research | Research | Waters |  | Mass Spectrometer | Spectrometer - Waters Q-Tof Micro | MIB | MIB Building | David Knight | David Knight | 1 Good | 3 Adequate | 2 General purpose research | 0.3 | FLS | Life Sciences |  | Biomolecular Analysis Facility | 3b3 | 3. Materials Characterisation | B. Spectrometry | 3. Mass Spectrometry | [5 empty] | LE00111 | LE00111 | 9011 |  |  | 9013 | 00 | 256500 | 256500 | 0 | 0 | 0 | 256500 | [12 empty] | 256500 | 256500 |  | 0 | [23 empty] | 256500 | 36 | 3 | Equipment acquired for specific research projects |  | N |  | N |  | N |  | N |  | N | Prior to FY1415=NOT required | 2
R0008 | 01-02 | 2006-08-01 06:00 | 2009-08-01 |  | Research | Research |  |  | Spectrometer | Spectrometer | Michael Smith Building B2071 | Michael Smith Building | David Knight |  |  |  |  | 0 | FLS | Life Sciences |  |  | 3b3 | 3. Materials Characterisation | B. Spectrometry | 3. Mass Spectrometry | [5 empty] | LE00111 | LE00111 | 9011 |  |  | 9013 | 00 | 12450 | 12450 | 0 | 0 | 0 | 12450 | [12 empty] | 12450 | 12450 |  | 0 | [23 empty] | 12450 | 36 | 3 | Equipment acquired for specific research projects |  | N |  | N |  | N |  | N |  | N | Prior to FY1415=NOT required | 7
R0009 | 01-02 | 2006-08-01 06:00 | 2009-08-01 |  | Research | Research |  |  | Esteem Computer Maintenance | Esteem Computer Maintenance | Williamson Building | Williamson Building | [6 empty] | EPS | SEAES | [7 empty] | yes | 2016-07-01 | Confirmed by Vikki Fellows with signed verification form | as per FY1516 YrEnd Verification & Impairments Exercise in Jul'16 | LE00105 | LE00105 | 9011 |  |  | 9013 | 00 | 6227.43 | 6227.43 | 0 | 0 | 0 | 6227.43 | [12 empty] | 6227.43 | 6227.43 |  | 0 | [23 empty] | 6227.43 | 36 | 3 | Equipment acquired for specific research projects |  | N |  | N |  | N |  | N |  | Y | Prior to FY1415=NOT required | 13
R0010 | 01-02 | 2006-08-01 06:00 | 2009-08-01 |  | Research | Research |  |  | X-Ray Inspection | X-Ray Inspection | Materials Science Building A22 | Materials Science Building |  |  | 1 Good | 2 Good | 3 Research and Teaching | 0.3 | EPS | Materials | [7 empty] | yes | 2015-07-01 | PAUL JORDAN/JOHN GOODIER | as per Jun'15 verification exercise for FY14-15 YrEnd | LE00107 | LE00107 | 9011 |  |  | 9013 | 00 | 15510 | 15510 | 0 | 0 | 0 | 15510 | [12 empty] | 15510 | 15510 |  | 0 | [23 empty] | 15510 | 36 | 3 | Equipment acquired for specific research projects |  | N |  | N |  | N |  | N |  | Y |  | 9
R0011 | 01-02 | 2006-08-01 06:00 | 2009-08-01 |  | Research | Research |  |  | Hardware | Hardware | Schuster 5th Floor Particle Physics Lab | Schuster Building | [5 empty] | 0 | EPS | Physics | [11 empty] | LE00109 | LE00109 | 9011 |  |  | 9013 | 00 | 90416.3 | 90416.3 | 0 | 0 | 0 | 90416.3 | [12 empty] | 90416.3 | 90416.3 |  | 0 | [23 empty] | 90416.3 | 36 | 3 | Equipment acquired for specific research projects |  | N |  | N |  | N |  | N |  | N | Prior to FY1415=NOT required | 12
R0012 | 01-02 | 2006-08-01 06:00 | 2009-08-01 |  | Research | Research |  |  | Spectrometer | Spectrometer | Michael Smith Building B2071 | Michael Smith Building | David Knight |  |  |  |  | 0 | FLS | Life Sciences |  |  | 3b3 | 3. Materials Characterisation | B. Spectrometry | 3. Mass Spectrometry | [5 empty] | LE00111 | LE00111 | 9011 |  |  | 9013 | 00 | 11000 | 11000 | 0 | 0 | 0 | 11000 | [12 empty] | 11000 | 11000 |  | 0 | [23 empty] | 11000 | 36 | 3 | Equipment acquired for specific research projects |  | N |  | N |  | N |  | N |  | N | Prior to FY1415=NOT required | 7
R0013 | 01-02 | 2006-08-01 06:00 | 2009-08-01 |  | Research | Research |  |  | Analyser | Analyser | Radio Chemistry | Chemistry Building | Katie Law | Katie Law | 3 Poor - Inoperable | 4 No longer adequate | 4 Not used in past year | 1 | EPS | Chemistry | [9 empty] | Data confirmed as part of data cleanse exercise (March 2015). Asset not physically verified. |  | LE00103 | LE00103 | 9011 |  |  | 9013 | 00 | 33186.7 | 33186.7 | 0 | 0 | 0 | 33186.7 | [12 empty] | 33186.7 | 33186.7 |  | 0 | [23 empty] | 33186.7 | 36 | 3 | Equipment acquired for specific research projects |  | N |  | N |  | N |  | N |  | N | Prior to FY1415=NOT required | 7
R0014 | 01-02 | 2006-08-01 06:00 | 2009-08-01 |  | Research | Research |  |  | Scanner | Scanner | Mobile van Stopford Building | Stopford Building | [5 empty] | 0 | MHS | Cancer & Enabling Sciences | [11 empty] | LE00115 | AA07542 | 9011 | AA07542 |  | 9013 | 00 | 49000 | 49000 | 0 | 0 | 0 | 49000 | [12 empty] | 49000 | 49000 |  | 0 | [23 empty] | 49000 | 36 | 3 | Equipment acquired for specific research projects |  | N |  | N |  | N |  | N |  | N | Prior to FY1415=NOT required | 12
R0016 | 01-02 | 2006-08-01 06:00 | 2009-08-01 |  | Research | Research |  |  | Hardware | Hardware | PSI Alan Turing Building | Alan Turing Building | Mark Dickinson | Mark Dickinson | 1 Good | 2 Good | 2 General purpose research | 0.1 | EPS | Physics |  |  | 6D7 | 6. Infrastructure | D. Laboratory | 7. Optical |  |  |  | Data confirmed as part of data cleanse exercise (March 2015). Asset not physically verified. |  | LE00109 | LE00109 | 9011 |  |  | 9013 | 00 | 30865 | 30865 | 0 | 0 | 0 | 30865 | [12 empty] | 30865 | 30865 |  | 0 | [23 empty] | 30865 | 36 | 3 | Equipment acquired for specific research projects |  | N |  | N |  | N |  | N |  | N | Prior to FY1415=NOT required | 3
R0017 | 01-02 | 2006-08-01 06:00 | 2009-08-01 |  | Research | Research |  |  | High Voltage Equip | High Voltage Equip | Nuclear Group - Grenoble France |  | S Freeman | [5 empty] | EPS | Physics | [11 empty] | LE00109 | LE00109 | 9011 |  |  | 9013 | 00 | 10157.88 | 10157.88 | 0 | 0 | 0 | 10157.88 | [12 empty] | 10157.88 | 10157.88 |  | 0 | [23 empty] | 10157.88 | 36 | 3 | Equipment acquired for specific research projects |  | N |  | N |  | N |  | N |  | N | Prior to FY1415=NOT required | 13
R0018 | 01-02 | 2006-08-01 06:00 | 2009-08-01 |  | Research | Research |  |  | CapLC Nano LC | CapLC Nano LC | Michael Smith Building B2071 | Michael Smith Building | David Knight | David Knight | 2 Adequate | 3 Adequate | 2 General purpose research | 0.3 | FLS | Life Sciences |  | Biomolecular Analysis Facility | 3l5 | 3. Materials Characterisation | L. Chemical Analysis | 5. Chromatography | [5 empty] | LE00111 | LE00111 | 9011 |  |  | 9013 | 00 | 28500 | 28500 | 0 | 0 | 0 | 28500 | [12 empty] | 28500 | 28500 |  | 0 | [23 empty] | 28500 | 36 | 3 | Equipment acquired for specific research projects |  | N |  | N |  | N |  | N |  | N | Prior to FY1415=NOT required | 2
R0019 | 01-02 | 2006-08-01 06:00 | 2009-08-01 |  | Research | Research |  |  | Hardware | Hardware | Schuster 5th Floor Particle Physics Lab | Schuster Building | [5 empty] | 0 | EPS | Physics | [11 empty] | LE00109 | LE00109 | 9011 |  |  | 9013 | 00 | 90416.3 | 90416.3 | 0 | 0 | 0 | 90416.3 | [12 empty] | 90416.3 | 90416.3 |  | 0 | [23 empty] | 90416.3 | 36 | 3 | Equipment acquired for specific research projects |  | N |  | N |  | N |  | N |  | N | Prior to FY1415=NOT required | 12
R0020 | 01-02 | 2006-08-01 06:00 | 2009-08-01 |  | Research | Research |  |  | Software | Software | Schuster 5th Floor Particle Physics Lab | Schuster Building | [5 empty] | 0 | EPS | Physics |  |  | 6A5 | 6. Infrastructure | A. IT | 5. Data Management | [5 empty] | LE00109 | LE00109 | 9011 |  |  | 9013 | 00 | 1129.18 | 1129.18 | 0 | 0 | 0 | 1129.18 | [12 empty] | 1129.18 | 1129.18 |  | 0 | [23 empty] | 1129.18 | 36 | 3 | Equipment acquired for specific research projects |  | N |  | N |  | N |  | N |  | N | Prior to FY1415=NOT required | 8
R0022 | 01-02 | 2006-08-01 06:00 | 2009-08-01 |  | Research | Research | Quantronix |  | Quantronix - YAG | Laser System for sample heating/ablation/ionisation | Williamson Building G61 | Williamson Building | John Cowpe | Jamie Gilmour | 1 Good | 2 Good | 1 Dedicated to particular experiment | 0 | EPS | SEAES |  |  | 4D5 | 4. Sample Measurement/Analysis | D. Laser | 5. Nanosecond |  | yes | 2016-07-01 | Confirmed by Vikki Fellows with signed verification form | as per FY1516 YrEnd Verification & Impairments Exercise in Jul'16 | LE00105 | LE00105 | 9011 |  |  | 9013 | 00 | 79900 | 79900 | 0 | 0 | 0 | 79900 | [12 empty] | 79900 | 79900 |  | 0 | [23 empty] | 79900 | 36 | 3 | Equipment acquired for specific research projects |  | N |  | N |  | N |  | N |  | Y | Prior to FY1415=NOT required | 3
R0023 | 01-02 | 2006-08-01 06:00 | 2009-08-01 |  | Research | Research | Bio-ToF |  | Bio-ToF - Custom | Imaging and MS control software | Williamson Building G63 | Williamson Building | John Cowpe | Ian Lyon | 1 Good | 2 Good | 1 Dedicated to particular experiment | 0 | EPS | SEAES |  |  | 3B3 | 3. Materials Characterisation | B. Spectrometry | 3. Mass Spectrometry |  | yes | 2016-07-01 | Confirmed by Vikki Fellows with signed verification form | as per FY1516 YrEnd Verification & Impairments Exercise in Jul'16 | LE00105 | LE00105 | 9011 |  |  | 9013 | 00 | 39997 | 39997 | 0 | 0 | 0 | 39997 | [12 empty] | 39997 | 39997 |  | 0 | [23 empty] | 39997 | 36 | 3 | Equipment acquired for specific research projects |  | N |  | N |  | N |  | N |  | Y | Prior to FY1415=NOT required | 3
R0024 | 01-02 | 2006-08-01 06:00 | 2009-08-01 |  | Research | Research | Molecular Imaging |  | Molecular Imaging - MS300 | Atomic Force Microscope (MI) - A Molecular Instruments AFM ithat is used to acquire "in-air" or "in-liquid" AFM (Atomic Force Microscopy) images of mineral surface structure (z resolution sub angstrom x,y resolution 1-5 angstroms) in contact or tapping imaging modes. | Williamson Building B17 | Williamson Building | Paul Wincott | Jon Lloyd | 1 Good | 2 Good | 3 Research and Teaching | 0.4 | EPS | SEAES |  | Williamson Research Centrehttp://www.wrc.manchester.ac.uk/ | 3F1 | 3. Materials Characterisation | F. Surface Probe Microscopy | 1. Atomic Force |  | yes | 2016-07-01 | Confirmed by Vikki Fellows with signed verification form | as per FY1516 YrEnd Verification & Impairments Exercise in Jul'16 | LE00105 | LE00105 | 9011 |  |  | 9013 | 00 | 257262.96 | 257262.96 | 0 | 0 | 0 | 257262.96 | [12 empty] | 257262.96 | 257262.96 |  | 0 | [23 empty] | 257262.96 | 36 | 3 | Equipment acquired for specific research projects |  | N |  | N |  | N |  | N |  | Y | Prior to FY1415=NOT required | 2
R0026 | 01-02 | 2006-08-01 06:00 | 2009-08-01 |  | Research | Research | Cybio |  | Cybio, Robots | Cybio, Robots | CIGMR, Stopford Building 2.407/2.404 | Stopford Building | Hazel Platt | David Carthy | 1 Good | 2 Good | 2 General purpose research | 0.3 | MHS | Cancer & Enabling Sciences |  | CIGMR | 1h1 | 1. Process Equipment – Physical | H. Sample Manipulation | 1. Robot | [5 empty] | LE00115 | AA07542 | 9011 | AA07542 |  | 9013 | 00 | 89975.26 | 89975.26 | 0 | 0 | 0 | 89975.26 | [12 empty] | 89975.26 | 89975.26 |  | 0 | [23 empty] | 89975.26 | 36 | 3 | Equipment acquired for specific research projects |  | N |  | N |  | N |  | N |  | N | Prior to FY1415=NOT required | 2
R0028 | 01-02 | 2007-08-01 06:00 | 2010-08-01 |  | Research | Research |  |  | Spectrometer | Spectrometer | Radio Chemistry | Chemistry Building | [6 empty] | EPS | Chemistry | [11 empty] | LE00103 | LE00103 | 9011 |  |  | 9013 | 00 | 19869.25 | 19869.25 | 0 | 0 | 0 | 19869.25 | [12 empty] | 19869.25 | 19869.25 |  | 0 | [23 empty] | 19869.25 | 36 | 3 | Equipment acquired for specific research projects |  | N |  | N |  | N |  | N |  | N | Prior to FY1415=NOT required | 13
R0029 | 01-02 | 2006-08-01 06:00 | 2009-08-01 |  | Research | Research |  |  | Spectrometer | Spectrometer | Radio Chemistry | Chemistry Building | Katie Law |  | 1 Good | 2 Good | 2 General purpose research | 0.1 | EPS | Chemistry | [11 empty] | LE00103 | LE00103 | 9011 |  |  | 9013 | 00 | 119215.5 | 119215.5 | 0 | 0 | 0 | 119215.5 | [12 empty] | 119215.5 | 119215.5 |  | 0 | [23 empty] | 119215.5 | 36 | 3 | Equipment acquired for specific research projects |  | N |  | N |  | N |  | N |  | N | Prior to FY1415=NOT required | 8
R0030 | 01-02 | 2006-08-01 06:00 | 2009-08-01 |  | Research | Research |  |  | Spectrometer | Spectrometer | Radio Chemistry | Chemistry Building | Katie Law |  | 2 Adequate | 3 Adequate | 2 General purpose research | 0.1 | EPS | Chemistry | [11 empty] | LE00103 | LE00103 | 9011 |  |  | 9013 | 00 | 85015.95 | 85015.95 | 0 | 0 | 0 | 85015.95 | [12 empty] | 85015.95 | 85015.95 |  | 0 | [23 empty] | 85015.95 | 36 | 3 | Equipment acquired for specific research projects |  | N |  | N |  | N |  | N |  | N | Prior to FY1415=NOT required | 8
R0031 | 01-02 | 2006-08-01 06:00 | 2009-08-01 |  | Research | Research |  |  | Rotor | Rotor | Michael Smith Building B2071 | Michael Smith Building | David Knight |  | 1 Good | 3 Adequate | 2 General purpose research | 0.3 | FLS | Life Sciences |  |  | 2b2 | 2. Process Equipment – Biological | B. Centrifuge | 2. High Speed | [5 empty] | LE00111 | LE00111 | 9011 |  |  | 9013 | 00 | 29999.97 | 29999.97 | 0 | 0 | 0 | 29999.97 | [12 empty] | 29999.97 | 29999.97 |  | 0 | [23 empty] | 29999.97 | 36 | 3 | Equipment acquired for specific research projects |  | N |  | N |  | N |  | N |  | N | Prior to FY1415=NOT required | 4
R0034 | 01-02 | 2006-08-01 06:00 | 2009-08-01 |  | Research | Research |  |  | Nanoscope | Nanoscope | Nano Physics - Computer Science Building | Computer Science Building | Andre Geim | Andre Geim | 1 Good | 2 Good | 1 Dedicated to particular experiment | 0 | EPS | Physics |  |  | 6D7 | 6. Infrastructure | D. Laboratory | 7. Optical |  |  |  | Data confirmed as part of data cleanse exercise (March 2015). Asset not physically verified. |  | LE00109 | LE00109 | 9011 |  |  | 9013 | 00 | 115267.5 | 115267.5 | 0 | 0 | 0 | 115267.5 | [12 empty] | 115267.5 | 115267.5 |  | 0 | [23 empty] | 115267.5 | 36 | 3 | Equipment acquired for specific research projects |  | N |  | N |  | N |  | N |  | N | Prior to FY1415=NOT required | 3
R0035 | 01-02 | 2006-08-01 06:00 | 2009-08-01 |  | Research | Research |  |  | Acoustic Objective | Acoustic Objective | Materials Science Building A35 | Materials Science Building |  |  | 1 Good | 2 Good | 3 Research and Teaching | 0.4 | EPS | Materials | [7 empty] | yes | 2015-07-01 | PAUL JORDAN/JOHN GOODIER | as per Jun'15 verification exercise for FY14-15 YrEnd | LE00107 | LE00107 | 9011 | LE00107 |  | 9013 | 00 | -3877.5 | -3877.5 | 0 | 0 | 0 | -3877.5 | [12 empty] | -3877.5 | -3877.5 |  | 0 | [23 empty] | -3877.5 | 36 | 3 | Equipment acquired for specific research projects |  | N |  | N |  | N |  | N |  | Y |  | 9
R0036 | 01-02 | 2006-08-01 06:00 | 2009-08-01 |  | Research | Research |  |  | Acoustic Objective | Acoustic Objective | Materials Science Building A35 | Materials Science Building |  |  | 1 Good | 2 Good | 3 Research and Teaching | 0.4 | EPS | Materials | [7 empty] | yes | 2015-07-01 | PAUL JORDAN/JOHN GOODIER | as per Jun'15 verification exercise for FY14-15 YrEnd | LE00107 | LE00107 | 9011 |  |  | 9013 | 00 | 15032.67 | 15032.67 | 0 | 0 | 0 | 15032.67 | [12 empty] | 15032.67 | 15032.67 |  | 0 | [23 empty] | 15032.67 | 36 | 3 | Equipment acquired for specific research projects |  | N |  | N |  | N |  | N |  | Y |  | 9
R0037 | 01-02 | 2006-08-01 06:00 | 2009-08-01 |  | Research | Research | Signal |  | Gas Analyser | Gas Analyser | Chemistry building 6th floor Prof Whitehead | Chemistry Building | Christopher Whitehead | Christopher Whitehead | 1 Good | 2 Good | 1 Dedicated to particular experiment | 0.5 | EPS | Chemistry |  |  | 3l1 | 3. Materials Characterisation | L. Chemical Analysis | 1. Gas Analysis |  |  |  | Data confirmed as part of data cleanse exercise (March 2015). Asset not physically verified. |  | LE00103 | LE00103 | 9011 |  |  | 9013 | 00 | 34030.35 | 34030.35 | 0 | 0 | 0 | 34030.35 | [12 empty] | 34030.35 | 34030.35 |  | 0 | [23 empty] | 34030.35 | 36 | 3 | Equipment acquired for specific research projects |  | N |  | N |  | N |  | N |  | N | Prior to FY1415=NOT required | 3
R0038 | 01-02 | 2006-08-01 06:00 | 2009-08-01 |  | Research | Research | Digital Instruments/VEECO |  | Digital Instruments/VEECO - Nanoscope IIIA | Microscope AFM (VEECO) - A Digital Instruments (VEECO) Nanscope IIIA AFM is used to record in-air or in-liquid AFM (Atomic Force Microscopy) images of mineral surface structure (z resolution sub angstrom x,y resolution 1-5 angstroms) in contact or tapping imaging modes. | Williamson Building B17 | Williamson Building | Paul Wincott | Jon Lloyd | 1 Good | 2 Good | 3 Research and Teaching | 0.4 | EPS | SEAES |  | Williamson Research Centrehttp://www.wrc.manchester.ac.uk/ | 3F1 | 3. Materials Characterisation | F. Surface Probe Microscopy | 1. Atomic Force |  | yes | 2016-07-01 | Confirmed by Vikki Fellows with signed verification form | as per FY1516 YrEnd Verification & Impairments Exercise in Jul'16 | LE00105 | LE00105 | 9011 |  |  | 9013 | 00 | 42877.16 | 42877.16 | 0 | 0 | 0 | 42877.16 | [12 empty] | 42877.16 | 42877.16 |  | 0 | [23 empty] | 42877.16 | 36 | 3 | Equipment acquired for specific research projects |  | N |  | N |  | N |  | N |  | Y | Prior to FY1415=NOT required | 2
R0039 | 01-02 | 2006-08-01 06:00 | 2009-08-01 |  | Research | Research |  |  | Cooling System | Cooling System | Radio Chemistry | Chemistry Building | Katie Law | Katie Law | 1 Good | 2 Good | 2 General purpose research | 0 | EPS | Chemistry | [9 empty] | Data confirmed as part of data cleanse exercise (March 2015). Asset not physically verified. |  | LE00103 | LE00103 | 9011 |  |  | 9013 | 00 | 40420 | 40420 | 0 | 0 | 0 | 40420 | [12 empty] | 40420 | 40420 |  | 0 | [23 empty] | 40420 | 36 | 3 | Equipment acquired for specific research projects |  | N |  | N |  | N |  | N |  | N | Prior to FY1415=NOT required | 7
R0040 | 01-02 | 2006-08-01 06:00 | 2009-08-01 |  | Research | Research | Ionoptika |  | Ionoptika - IOG25-Au | Liquid Metal Gun - Sample sputtering for high performance ToF-SIMS | Williamson Building G63 | Williamson Building | John Cowpe | Ian Lyon | 1 Good | 2 Good | 1 Dedicated to particular experiment | 0 | EPS | SEAES |  |  | 3B3 | 3. Materials Characterisation | B. Spectrometry | 3. Mass Spectrometry |  | yes | 2016-07-01 | Confirmed by Vikki Fellows with signed verification form | as per FY1516 YrEnd Verification & Impairments Exercise in Jul'16 | LE00105 | LE00105 | 9011 |  |  | 9013 | 00 | 101722.34 | 101722.34 | 0 | 0 | 0 | 101722.34 | [12 empty] | 101722.34 | 101722.34 |  | 0 | [23 empty] | 101722.34 | 36 | 3 | Equipment acquired for specific research projects |  | N |  | N |  | N |  | N |  | Y | Prior to FY1415=NOT required | 3
R0043 | 01-02 | 2006-08-01 06:00 | 2009-08-01 |  | Research | Research |  |  | Hardware | Hardware | Keith Caldecott | [6 empty] | 0 | EPS | Materials | [11 empty] | LE00107 | LE00107 | 9011 |  |  | 9013 | 00 | 492 | 492 | 0 | 0 | 0 | 492 | [12 empty] | 492 | 492 |  | 0 | [23 empty] | 492 | 36 | 3 | Equipment acquired for specific research projects |  | N |  | N |  | N |  | N |  | N | Prior to FY1415=NOT required | 13
R0044 | 01-02 | 2006-08-01 06:00 | 2009-08-01 |  | Research | Research |  |  | Centrifuge | Centrifuge | Keith Caldecott | [6 empty] | 0 | FLS | Life Sciences |  |  | 2b2 | 2. Process Equipment – Biological | B. Centrifuge | 2. High Speed | [5 empty] | LE00111 | LE00111 | 9011 |  |  | 9013 | 00 | 18929.99 | 18929.99 | 0 | 0 | 0 | 18929.99 | [12 empty] | 18929.99 | 18929.99 |  | 0 | [23 empty] | 18929.99 | 36 | 3 | Equipment acquired for specific research projects |  | N |  | N |  | N |  | N |  | N | Prior to FY1415=NOT required | 9
R0048 | 01-02 | 2006-08-01 06:00 | 2009-08-01 |  | Research | Research |  |  | Freight Charges | Freight Charges | [7 empty] | 0 | EPS | Materials | [11 empty] | LE00107 | LE00107 | 9011 |  |  | 9013 | 00 | 22409.73 | 22409.73 | 0 | 0 | 0 | 22409.73 | [12 empty] | 22409.73 | 22409.73 |  | 0 | [23 empty] | 22409.73 | 36 | 3 | Equipment acquired for specific research projects |  | N |  | N |  | N |  | N |  | N | Prior to FY1415=NOT required | 14
R0049 | 01-02 | 2006-08-01 06:00 | 2009-08-01 |  | Research | Research |  |  | Separation Unit | Separation Unit | Michael Smith Building Richard Grencis gctrg273a/e/ | Michael Smith Building | Richard Grencis |  |  |  |  | 0 | FLS | Life Sciences |  |  | 2e4 | 2. Process Equipment – Biological | E. Characterisation | 4. Cell Counters | [5 empty] | LE00111 | LE00111 | 9011 |  |  | 9013 | 00 | 7020 | 7020 | 0 | 0 | 0 | 7020 | [12 empty] | 7020 | 7020 |  | 0 | [23 empty] | 7020 | 36 | 3 | Equipment acquired for specific research projects |  | N |  | N |  | N |  | N |  | N | Prior to FY1415=NOT required | 7
R0050 | 01-02 | 2006-08-01 06:00 | 2009-08-01 |  | Research | Research |  |  | Software | Software | [7 empty] | 0 | EPS | Materials | [11 empty] | LE00107 | LE00107 | 9011 |  |  | 9013 | 00 | 262.99 | 262.99 | 0 | 0 | 0 | 262.99 | [12 empty] | 262.99 | 262.99 |  | 0 | [23 empty] | 262.99 | 36 | 3 | Equipment acquired for specific research projects |  | N |  | N |  | N |  | N |  | N | Prior to FY1415=NOT required | 14
R0051 | 01-02 | 2006-08-01 06:00 | 2009-08-01 |  | Research | Research |  |  | X-Ray Inspection | X-Ray Inspection | Materials Science Building A14b | Materials Science Building |  |  | 1 Good | 2 Good | 3 Research and Teaching | 0.3 | EPS | Materials | [7 empty] | yes | 2015-07-01 | PAUL JORDAN/JOHN GOODIER | as per Jun'15 verification exercise for FY14-15 YrEnd | LE00107 | LE00107 | 9011 |  |  | 9013 | 00 | 74118.73 | 74118.73 | 0 | 0 | 0 | 74118.73 | [12 empty] | 74118.73 | 74118.73 |  | 0 | [23 empty] | 74118.73 | 36 | 3 | Equipment acquired for specific research projects |  | N |  | N |  | N |  | N |  | Y |  | 9
R0053 | 01-02 | 2006-08-01 06:00 | 2009-08-01 |  | Research | Research |  |  | Separation Unit | Separation Unit | Michael Smith Building Richard Grencis | Michael Smith Building | Richard Grencis |  |  |  |  | 0 | FLS | Life Sciences |  |  | 2e4 | 2. Process Equipment – Biological | E. Characterisation | 4. Cell Counters | [5 empty] | LE00111 | LE00111 | 9011 |  |  | 9013 | 00 | 20445 | 20445 | 0 | 0 | 0 | 20445 | [12 empty] | 20445 | 20445 |  | 0 | [23 empty] | 20445 | 36 | 3 | Equipment acquired for specific research projects |  | N |  | N |  | N |  | N |  | N | Prior to FY1415=NOT required | 7
R0055 | 01-02 | 2006-08-01 06:00 | 2009-08-01 |  | Research | Research | Hysitron |  | Hysitrontriboscope | Hysitrontriboscope | Materials Science Building A35b | Materials Science Building | [5 empty] | 0 | EPS | Materials |  |  | 3F1 | 3. Materials Characterisation | F. Surface Probe Microscopy | 1. Atomic Force |  | yes | 2015-07-01 | PAUL JORDAN/JOHN GOODIER | as per Jun'15 verification exercise for FY14-15 YrEnd | LE00107 | LE00107 | 9011 |  |  | 9013 | 00 | 3525 | 3525 | 0 | 0 | 0 | 3525 | [12 empty] | 3525 | 3525 |  | 0 | [23 empty] | 3525 | 36 | 3 | Equipment acquired for specific research projects |  | N |  | N |  | N |  | N |  | Y |  | 8
R0056 | 01-02 | 2006-08-01 06:00 | 2009-08-01 |  | Research | Research | Hysitron |  | Hysitrontriboscope | Hysitrontriboscope | Materials Science Building A35b | Materials Science Building | [5 empty] | 0 | EPS | Materials | [7 empty] | yes | 2015-07-01 | PAUL JORDAN/JOHN GOODIER | as per Jun'15 verification exercise for FY14-15 YrEnd | LE00107 | LE00107 | 9011 |  |  | 9013 | 00 | 56400 | 56400 | 0 | 0 | 0 | 56400 | [12 empty] | 56400 | 56400 |  | 0 | [23 empty] | 56400 | 36 | 3 | Equipment acquired for specific research projects |  | N |  | N |  | N |  | N |  | Y |  | 12
R0057 | 01-02 | 2006-08-01 06:00 | 2009-08-01 |  | Research | Research | ABI |  | Genetic Analyzer | Genetic Analyzer | CIGMR, Stopford Building 2.407 | Stopford Building | Hazel Platt | David Carthy | 1 Good | 3 Adequate | 1 Dedicated to particular experiment | 0.2 | MHS | Cancer & Enabling Sciences |  | CIGMR | 2e6 | 2. Process Equipment – Biological | E. Characterisation | 6. Analysers | [5 empty] | LE00115 | AA07542 | 9011 | AA07542 |  | 9013 | 00 | 97956 | 97956 | 0 | 0 | 0 | 97956 | [12 empty] | 97956 | 97956 |  | 0 | [23 empty] | 97956 | 36 | 3 | Equipment acquired for specific research projects |  | N |  | N |  | N |  | N |  | N | Prior to FY1415=NOT required | 2 | 27.01.16: Consolidated multiple lines due to FAR cleanse exercise
R0060 | 01-02 | 2006-08-01 06:00 | 2009-08-01 |  | Research | Research |  |  | Robot/Microscope | Robot/Microscope | Michael Smith Building Oliver | Michael Smith Building | [5 empty] | 0 | FLS | Life Sciences |  |  | 3d3 | 3. Materials Characterisation | D. Optical Microscopy | 3. Transmission | [5 empty] | LE00111 | LE00111 | 9011 |  |  | 9013 | 00 | 46552 | 46552 | 0 | 0 | 0 | 46552 | [12 empty] | 46552 | 46552 |  | 0 | [23 empty] | 46552 | 36 | 3 | Equipment acquired for specific research projects |  | N |  | N |  | N |  | N |  | N | Prior to FY1415=NOT required | 8
R0061 | 01-02 | 2006-08-01 06:00 | 2009-08-01 |  | Research | Research |  |  | Table | Table | [7 empty] | 0 | EPS | Materials | [11 empty] | LE00107 | LE00107 | 9011 |  |  | 9013 | 00 | 58.16 | 58.16 | 0 | 0 | 0 | 58.16 | [12 empty] | 58.16 | 58.16 |  | 0 | [23 empty] | 58.16 | 36 | 3 | Equipment acquired for specific research projects |  | N |  | N |  | N |  | N |  | N | Prior to FY1415=NOT required | 14
R0063 | 01-02 | 2006-08-01 06:00 | 2009-08-01 |  | Research | Research |  |  | Robot/Microscope | Robot/Microscope | Michael Smith Building B2071 | Michael Smith Building | David Knight |  |  |  |  | 0 | FLS | Life Sciences |  |  | 3d3 | 3. Materials Characterisation | D. Optical Microscopy | 3. Transmission | [5 empty] | LE00111 | LE00111 | 9011 |  |  | 9013 | 00 | 10000 | 10000 | 0 | 0 | 0 | 10000 | [12 empty] | 10000 | 10000 |  | 0 | [23 empty] | 10000 | 36 | 3 | Equipment acquired for specific research projects |  | N |  | N |  | N |  | N |  | N | Prior to FY1415=NOT required | 7
R0071 | 01-02 | 2006-08-01 06:00 | 2009-08-01 |  | Research | Research |  |  | Optical Crack Tracer | Optical Crack Tracer | Materials Science Building D21 | Materials Science Building | [5 empty] | 0 | EPS | Materials | [11 empty] | LE00107 | LE00107 | 9011 |  |  | 9013 | 00 | 9025.5 | 9025.5 | 0 | 0 | 0 | 9025.5 | [12 empty] | 9025.5 | 9025.5 |  | 0 | [23 empty] | 9025.5 | 36 | 3 | Equipment acquired for specific research projects |  | N |  | N |  | N |  | N |  | N | Prior to FY1415=NOT required | 12
R0072 | 01-02 | 2006-08-01 06:00 | 2009-08-01 |  | Research | Research |  |  | Microscope | Microscope | Nano Physics - Computer Science Building | Computer Science Building | Andre Geim | Andre Geim | 1 Good | 2 Good | 1 Dedicated to particular experiment | 0 | EPS | Physics |  |  | 6D7 | 6. Infrastructure | D. Laboratory | 7. Optical |  |  |  | Data confirmed as part of data cleanse exercise (March 2015). Asset not physically verified. |  | LE00109 | LE00109 | 9011 |  |  | 9013 | 00 | 63165.51 | 63165.51 | 0 | 0 | 0 | 63165.51 | [12 empty] | 63165.51 | 63165.51 |  | 0 | [23 empty] | 63165.51 | 36 | 3 | Equipment acquired for specific research projects |  | N |  | N |  | N |  | N |  | N | Prior to FY1415=NOT required | 3
R0073 | 01-02 | 2006-08-01 06:00 | 2009-08-01 |  | Research | Research |  |  | Laser | Laser | Cern Switzerland |  | Jonathan Billowes | [5 empty] | EPS | Physics | [11 empty] | LE00109 | LE00109 | 9011 |  |  | 9013 | 00 | 50566 | 50566 | 0 | 0 | 0 | 50566 | [12 empty] | 50566 | 50566 |  | 0 | [23 empty] | 50566 | 36 | 3 | Equipment acquired for specific research projects |  | N |  | N |  | N |  | N |  | N | Prior to FY1415=NOT required | 13
R0074 | 01-02 | 2006-08-01 06:00 | 2009-08-01 |  | Research | Research |  |  | Calibur/Station | Calibur/Station | Maintenance Agreement | [6 empty] | 0 | FLS | Life Sciences |  |  | 2e1 | 2. Process Equipment – Biological | E. Characterisation | 1. Fluorescent Readers | [5 empty] | LE00111 | LE00111 | 9011 |  |  | 9013 | 00 | 73913.62 | 73913.62 | 0 | 0 | 0 | 73913.62 | [12 empty] | 73913.62 | 73913.62 |  | 0 | [23 empty] | 73913.62 | 36 | 3 | Equipment acquired for specific research projects |  | N |  | N |  | N |  | N |  | N | Prior to FY1415=NOT required | 9
R0075 | 01-02 | 2006-08-01 06:00 | 2009-08-01 |  | Research | Research |  |  | Microscope | Microscope | Nano Physics - Computer Science Building | Computer Science Building | Andre Geim | Andre Geim | 1 Good | 2 Good | 1 Dedicated to particular experiment | 0 | EPS | Physics |  |  | 3E1 | 3. Materials Characterisation | E. Electron/Ion Microscopy | 1. Scanning |  |  |  | Data confirmed as part of data cleanse exercise (March 2015). Asset not physically verified. |  | LE00109 | LE00109 | 9011 |  |  | 9013 | 00 | 95157.25 | 95157.25 | 0 | 0 | 0 | 95157.25 | [12 empty] | 95157.25 | 95157.25 |  | 0 | [23 empty] | 95157.25 | 36 | 3 | Equipment acquired for specific research projects |  | N |  | N |  | N |  | N |  | N | Prior to FY1415=NOT required | 3
R0076 | 01-02 | 2006-08-01 06:00 | 2009-08-01 |  | Research | Research |  |  | Microscope | Microscope | Nano Physics - Computer Science Building | Computer Science Building | Andre Geim | Andre Geim | 1 Good | 2 Good | 1 Dedicated to particular experiment | 0 | EPS | Physics |  |  | 3E1 | 3. Materials Characterisation | E. Electron/Ion Microscopy | 1. Scanning |  |  |  | Data confirmed as part of data cleanse exercise (March 2015). Asset not physically verified. |  | LE00109 | LE00109 | 9011 | LE00109 |  | 9013 | 00 | -95157.25 | -95157.25 | 0 | 0 | 0 | -95157.25 | [12 empty] | -95157.25 | -95157.25 |  | 0 | [23 empty] | -95157.25 | 36 | 3 | Equipment acquired for specific research projects |  | N |  | N |  | N |  | N |  | N | Prior to FY1415=NOT required | 3
R0077 | 01-02 | 2006-08-01 06:00 | 2009-08-01 |  | Research | Research |  |  | Pump | Pump | School request write off | [7 empty] | FLS | Life Sciences | [11 empty] | LE00111 | LE00111 | 9011 |  |  | 9013 | 00 | 38804.42 | 38804.42 | 0 | 0 | 0 | 38804.42 | [12 empty] | 38804.42 | 38804.42 |  | 0 | [23 empty] | 38804.42 | 36 | 3 | Equipment acquired for specific research projects |  | N |  | N |  | N |  | N |  | N | Prior to FY1415=NOT required | 14
R0078 | 01-02 | 2006-08-01 06:00 | 2009-08-01 |  | Research | Research | Nikon |  | Microscope | Microscope | Incubator Building | Incubator Building | D Berk | D Berk | 1 Good | 2 Good | 3 Research and Teaching | 0.2 | MHS | Pharmacy |  |  | 3d1 | 3. Materials Characterisation | D. Optical Microscopy | 1. Confocal |  |  |  | Data confirmed as part of data cleanse exercise (March 2015). Asset not physically verified. |  | LE00116 | LE00116 | 9011 |  |  | 9013 | 00 | 153561.6 | 153561.6 | 0 | 0 | 0 | 153561.6 | [12 empty] | 153561.6 | 153561.6 |  | 0 | [23 empty] | 153561.6 | 36 | 3 | Equipment acquired for specific research projects |  | N |  | N |  | N |  | N |  | N | Prior to FY1415=NOT required | 3
R0080 | 01-02 | 2006-08-01 06:00 | 2009-08-01 |  | Research | Research |  |  | Magnet | Magnet | Schuster Nano Lab | Schuster Building | Andre Geim | Andre Geim | 1 Good | 2 Good | 1 Dedicated to particular experiment | 0 | EPS | Physics |  |  | 6D6 | 6. Infrastructure | D. Laboratory | 6. Electromagnetic Screening |  |  |  | Data confirmed as part of data cleanse exercise (March 2015). Asset not physically verified. |  | LE00109 | LE00109 | 9011 |  |  | 9013 | 00 | 11008.58 | 11008.58 | 0 | 0 | 0 | 11008.58 | [12 empty] | 11008.58 | 11008.58 |  | 0 | [23 empty] | 11008.58 | 36 | 3 | Equipment acquired for specific research projects |  | N |  | N |  | N |  | N |  | N | Prior to FY1415=NOT required | 3
R0081 | 01-02 | 2006-08-01 06:00 | 2009-08-01 |  | Research | Research |  |  | Shields | Shields | Nuclear Group - Grenoble France |  | S Freeman | [5 empty] | EPS | Physics | [11 empty] | LE00109 | LE00109 | 9011 |  |  | 9013 | 00 | 51670.45 | 51670.45 | 0 | 0 | 0 | 51670.45 | [12 empty] | 51670.45 | 51670.45 |  | 0 | [23 empty] | 51670.45 | 36 | 3 | Equipment acquired for specific research projects |  | N |  | N |  | N |  | N |  | N | Prior to FY1415=NOT required | 13
R0082 | 01-02 | 2006-08-01 06:00 | 2009-08-01 |  | Research | Research |  |  | Workstation | Workstation | Schuster 5th Floor Particle Physics Lab | Schuster Building | T Wyatt | T Wyatt | 1 Good | 2 Good | 1 Dedicated to particular experiment | 0 | EPS | Physics |  |  | 6A3 | 6. Infrastructure | A. IT | 3. Workstation |  |  |  | Data confirmed as part of data cleanse exercise (March 2015). Asset not physically verified. |  | LE00109 | LE00109 | 9011 |  |  | 9013 | 00 | 82000 | 82000 | 0 | 0 | 0 | 82000 | [12 empty] | 82000 | 82000 |  | 0 | [23 empty] | 82000 | 36 | 3 | Equipment acquired for specific research projects |  | N |  | N |  | N |  | N |  | N | Prior to FY1415=NOT required | 3
R0083 | 01-02 | 2006-08-01 06:00 | 2009-08-01 |  | Research | Research | Nikon |  | Microscope | Microscope | Incubator Building | Incubator Building | D Berk | D Berk | 1 Good | 2 Good | 3 Research and Teaching | 0.2 | MHS | Pharmacy |  |  | 3d6 | 3. Materials Characterisation | D. Optical Microscopy | 6. Live Cell |  |  |  | Data confirmed as part of data cleanse exercise (March 2015). Asset not physically verified. |  | LE00116 | LE00116 | 9011 |  |  | 9013 | 00 | 17062.4 | 17062.4 | 0 | 0 | 0 | 17062.4 | [12 empty] | 17062.4 | 17062.4 |  | 0 | [23 empty] | 17062.4 | 36 | 3 | Equipment acquired for specific research projects |  | N |  | N |  | N |  | N |  | N | Prior to FY1415=NOT required | 3
R0084 | 01-02 | 2006-08-01 06:00 | 2009-08-01 |  | Research | Research |  |  | Cages | Cages | BSU | [7 empty] | FLS | Life Sciences |  |  | 6d4 | 6. Infrastructure | D. Laboratory | 4. Vacuum | [5 empty] | LE00111 | LE00111 | 9011 |  |  | 9013 | 00 | 56473.63 | 56473.63 | 0 | 0 | 0 | 56473.63 | [12 empty] | 56473.63 | 56473.63 |  | 0 | [23 empty] | 56473.63 | 36 | 3 | Equipment acquired for specific research projects |  | N |  | N |  | N |  | N |  | N | Prior to FY1415=NOT required | 10
R0085 | 01-02 | 2006-08-01 06:00 | 2009-08-01 |  | Research | Research |  |  | Probe | Probe | Materials Science Building A35b | Materials Science Building | [5 empty] | 0 | EPS | Materials | [7 empty] | yes | 2015-07-01 | PAUL JORDAN/JOHN GOODIER | as per Jun'15 verification exercise for FY14-15 YrEnd | LE00107 | LE00107 | 9011 |  |  | 9013 | 00 | 29639.37 | 29639.37 | 0 | 0 | 0 | 29639.37 | [12 empty] | 29639.37 | 29639.37 |  | 0 | [23 empty] | 29639.37 | 36 | 3 | Equipment acquired for specific research projects |  | N |  | N |  | N |  | N |  | Y |  | 12
R0086 | 01-02 | 2006-08-01 06:00 | 2009-08-01 |  | Research | Research |  |  | Optics | Optics | Jyvaskyla Finland |  | Jonathan Billowes | [5 empty] | EPS | Physics | [11 empty] | LE00109 | LE00109 | 9011 |  |  | 9013 | 00 | 50000 | 50000 | 0 | 0 | 0 | 50000 | [12 empty] | 50000 | 50000 |  | 0 | [23 empty] | 50000 | 36 | 3 | Equipment acquired for specific research projects |  | N |  | N |  | N |  | N |  | N | Prior to FY1415=NOT required | 13
R0093 | 01-02 | 2006-08-01 06:00 | 2009-08-01 |  | Research | Research |  |  | Magnet | Magnet | Schuster Nano Lab | Schuster Building | Andre Geim | Andre Geim | 1 Good | 2 Good | 1 Dedicated to particular experiment | 0 | EPS | Physics |  |  | 6D6 | 6. Infrastructure | D. Laboratory | 6. Electromagnetic Screening |  |  |  | Data confirmed as part of data cleanse exercise (March 2015). Asset not physically verified. |  | LE00109 | LE00109 | 9011 |  |  | 9013 | 00 | 18800 | 18800 | 0 | 0 | 0 | 18800 | [12 empty] | 18800 | 18800 |  | 0 | [23 empty] | 18800 | 36 | 3 | Equipment acquired for specific research projects |  | N |  | N |  | N |  | N |  | N | Prior to FY1415=NOT required | 3
R0097 | 01-02 | 2006-08-01 06:00 | 2009-08-01 |  | Research | Research |  |  | Anit-Compton Sheilds | Anit-Compton Sheilds | Nuclear Group - Grenoble France |  | S Freeman | [5 empty] | EPS | Physics | [11 empty] | LE00109 | LE00109 | 9011 |  |  | 9013 | 00 | 49434.16 | 49434.16 | 0 | 0 | 0 | 49434.16 | [12 empty] | 49434.16 | 49434.16 |  | 0 | [23 empty] | 49434.16 | 36 | 3 | Equipment acquired for specific research projects |  | N |  | N |  | N |  | N |  | N | Prior to FY1415=NOT required | 13
R0098 | 02-03 | 2006-08-01 06:00 | 2009-08-01 |  | Research | Research |  |  | Confocal Microscope | Confocal Microscope | Room 3.06J CTF duplicate entry | Core Technology Facility Building | David Eisner | David Eisner | 1 Good | 2 Good | 1 Dedicated to particular experiment | 0 | MHS | Biomedicine |  |  | 3d1 | 3. Materials Characterisation | D. Optical Microscopy | 1. Confocal | [5 empty] | LE00115 | AA03261 | 9011 | AA03261 |  | 9013 | 00 | 195000 | 195000 | 0 | 0 | 0 | 195000 | [12 empty] | 195000 | 195000 |  | 0 | [23 empty] | 195000 | 36 | 3 | Equipment acquired for specific research projects |  | N |  | N |  | N |  | N |  | N | Prior to FY1415=NOT required | 3
R0099 | 02-03 | 2006-08-01 06:00 | 2009-08-01 |  | Research | Research |  |  | Gene Chip Instrument system | Gene Chip Instrument system | Maintenance Agreement | [6 empty] | 0 | FLS | Life Sciences |  |  | 4f1 | 4. Sample Measurement/Analysis | F. Proteins/Nucleic Acids | 1. Arrays | [5 empty] | LE00111 | LE00111 | 9011 |  |  | 9013 | 00 | 131060 | 131060 | 0 | 0 | 0 | 131060 | [12 empty] | 131060 | 131060 |  | 0 | [23 empty] | 131060 | 36 | 3 | Equipment acquired for specific research projects |  | N |  | N |  | N |  | N |  | N | Prior to FY1415=NOT required | 9
R0100 | 02-03 | 2006-08-01 06:00 | 2009-08-01 |  | Research | Research |  |  | Exogam clover detector | Exogam clover detector | Nuclear Group - Chicago |  | S Freeman | [5 empty] | EPS | Physics | [11 empty] | LE00109 | LE00109 | 9011 |  |  | 9013 | 00 | 90108.4 | 90108.4 | 0 | 0 | 0 | 90108.4 | [12 empty] | 90108.4 | 90108.4 |  | 0 | [23 empty] | 90108.4 | 36 | 3 | Equipment acquired for specific research projects |  | N |  | N |  | N |  | N |  | N | Prior to FY1415=NOT required | 13
R0101 | 02-03 | 2006-08-01 06:00 | 2009-08-01 |  | Research | Research |  |  | X-Ray Crystallography | X-Ray Crystallography | MIB | MIB Building | Patrick Bryant | Patrick Bryant |  |  |  | 0 | FLS | Life Sciences |  |  | 3c2 | 3. Materials Characterisation | C. Imaging | 2. X-ray | [5 empty] | LE00111 | LE00111 | 9011 |  |  | 9013 | 00 | 126600 | 126600 | 0 | 0 | 0 | 126600 | [12 empty] | 126600 | 126600 |  | 0 | [23 empty] | 126600 | 36 | 3 | Equipment acquired for specific research projects |  | N |  | N |  | N |  | N |  | N | Prior to FY1415=NOT required | 6
R0103 | 02-03 | 2006-08-01 06:00 | 2009-08-01 |  | Research | Research |  |  | Ortec Great Clover detector | Ortec Great Clover detector | Nuclear Group - Chicago |  | S Freeman | [5 empty] | EPS | Physics | [11 empty] | LE00109 | LE00109 | 9011 |  |  | 9013 | 00 | 68150 | 68150 | 0 | 0 | 0 | 68150 | [12 empty] | 68150 | 68150 |  | 0 | [23 empty] | 68150 | 36 | 3 | Equipment acquired for specific research projects |  | N |  | N |  | N |  | N |  | N | Prior to FY1415=NOT required | 13
R0104 | 02-03 | 2006-08-01 06:00 | 2009-08-01 |  | Research | Research | Olympus |  | Olympus Microscope | Olympus Microscope | Michael Smith Building B4085 | Michael Smith Building |  |  | 2 Adequate | 3 Adequate | 2 General purpose research | 0 | FLS | Life Sciences |  |  | 3d3 | 3. Materials Characterisation | D. Optical Microscopy | 3. Transmission |  |  |  | Verified as part of data cleanse exercise (March 2015) |  | LE00111 | LE00111 | 9011 |  |  | 9013 | 00 | 8502.3 | 8502.3 | 0 | 0 | 0 | 8502.3 | [12 empty] | 8502.3 | 8502.3 |  | 0 | [23 empty] | 8502.3 | 36 | 3 | Equipment acquired for specific research projects |  | N |  | N |  | N |  | N |  | N | Prior to FY1415=NOT required | 5
R0105 | 02-03 | 2006-08-01 06:00 | 2009-08-01 |  | Research | Research | Zeiss |  | Axioscop | Axioscop | Michael Smith Building A3040 | Michael Smith Building | Charles Streuli |  |  |  |  | 0 | FLS | Life Sciences |  |  | 3d3 | 3. Materials Characterisation | D. Optical Microscopy | 3. Transmission |  |  |  | Verified as part of data cleanse exercise (March 2015) |  | LE00111 | LE00111 | 9011 |  |  | 9013 | 00 | 43798.5 | 43798.5 | 0 | 0 | 0 | 43798.5 | [12 empty] | 43798.5 | 43798.5 |  | 0 | [23 empty] | 43798.5 | 36 | 3 | Equipment acquired for specific research projects |  | N |  | N |  | N |  | N |  | N | Prior to FY1415=NOT required | 7
R0106 | 02-03 | 2006-08-01 06:00 | 2009-08-01 |  | Research | Research |  |  | Upgrade Unitron Fedbatch | Upgrade Unitron Fedbatch | Michael Smith Building Steve Oliver | Michael Smith Building | [5 empty] | 0 | FLS | Life Sciences |  |  | 2a3 | 2. Process Equipment – Biological | A. Growth and Manipulation | 3. Cell Culture | [5 empty] | LE00111 | LE00111 | 9011 |  |  | 9013 | 00 | 25865.28 | 25865.28 | 0 | 0 | 0 | 25865.28 | [12 empty] | 25865.28 | 25865.28 |  | 0 | [23 empty] | 25865.28 | 36 | 3 | Equipment acquired for specific research projects |  | N |  | N |  | N |  | N |  | N | Prior to FY1415=NOT required | 9
R0107 | 02-03 | 2006-08-01 06:00 | 2009-08-01 |  | Research | Research |  |  | Rheometer | Rheometer | Stopford Building | Stopford Building | N Tirelli | N Tirelli | 1 Good | 2 Good | 3 Research and Teaching | 0.2 | MHS | Pharmacy |  |  | 3K2 | 3. Materials Characterisation | K. Mechanical Properties | 2. Rheometer | [5 empty] | LE00116 | LE00116 | 9011 |  |  | 9013 | 00 | 28123 | 28123 | 0 | 0 | 0 | 28123 | [12 empty] | 28123 | 28123 |  | 0 | [23 empty] | 28123 | 36 | 3 | Equipment acquired for specific research projects |  | N |  | N |  | N |  | N |  | N | Prior to FY1415=NOT required | 4
R0108 | 02-03 | 2006-08-01 06:00 | 2009-08-01 |  | Research | Research | ABI |  | ABI Prism 7000 | ABI Prism 7000 | Michael Smith Building Ray Boot-handford | Michael Smith Building | Ray Boot-Handford |  |  |  |  | 0 | FLS | Life Sciences |  |  | 4f2 | 4. Sample Measurement/Analysis | F. Proteins/Nucleic Acids | 2. PCR | [5 empty] | LE00111 | LE00111 | 9011 |  |  | 9013 | 00 | 44950 | 44950 | 0 | 0 | 0 | 44950 | [12 empty] | 44950 | 44950 |  | 0 | [23 empty] | 44950 | 36 | 3 | Equipment acquired for specific research projects |  | N |  | N |  | N |  | N |  | N | Prior to FY1415=NOT required | 7
R0109 | 02-03 | 2006-08-01 06:00 | 2009-08-01 |  | Research | Research |  |  | Microscope/camera | Microscope/camera | Michael Smith Building A3040 | Michael Smith Building | Charles Streuli |  | 1 Good | 2 Good | 2 General purpose research | 0.2 | FLS | Life Sciences |  |  | 3d3 | 3. Materials Characterisation | D. Optical Microscopy | 3. Transmission |  |  |  | Verified as part of data cleanse exercise (March 2015) |  | LE00111 | LE00111 | 9011 |  |  | 9013 | 00 | 41185.53 | 41185.53 | 0 | 0 | 0 | 41185.53 | [12 empty] | 41185.53 | 41185.53 |  | 0 | [23 empty] | 41185.53 | 36 | 3 | Equipment acquired for specific research projects |  | N |  | N |  | N |  | N |  | N | Prior to FY1415=NOT required | 5
R0111 | 02-03 | 2006-08-01 06:00 | 2009-08-01 |  | Research | Research | Li-Cor |  | Odyssey Infrared Imaging system | Odyssey Infrared Imaging system | Michael Smith Building A3040 | Michael Smith Building | Charles Streuli |  | 1 Good | 1 State of art | 2 General purpose research | 0.5 | FLS | Life Sciences |  |  | 3c3 | 3. Materials Characterisation | C. Imaging | 3. Infra-Red |  |  |  | Verified as part of data cleanse exercise (March 2015) |  | LE00111 | LE00111 | 9011 |  |  | 9013 | 00 | 34429 | 34429 | 0 | 0 | 0 | 34429 | [12 empty] | 34429 | 34429 |  | 0 | [23 empty] | 34429 | 36 | 3 | Equipment acquired for specific research projects |  | N |  | N |  | N |  | N |  | N | Prior to FY1415=NOT required | 4
R0112 | 02-03 | 2006-08-01 06:00 | 2009-08-01 |  | Research | Research |  |  | Network Analyzer | Network Analyzer | Schuster 5th Floor Detector lab | Schuster Building | S Kolya | S Kolya | 1 Good | 2 Good | 2 General purpose research | 0.2 | EPS | Physics |  |  | 4B1 | 4. Sample Measurement/Analysis | B. Electronic | 1. Network Analyser |  |  |  | Data confirmed as part of data cleanse exercise (March 2015). Asset not physically verified. |  | LE00109 | LE00109 | 9011 |  |  | 9013 | 00 | 25972.84 | 25972.84 | 0 | 0 | 0 | 25972.84 | [12 empty] | 25972.84 | 25972.84 |  | 0 | [23 empty] | 25972.84 | 36 | 3 | Equipment acquired for specific research projects |  | N |  | N |  | N |  | N |  | N | Prior to FY1415=NOT required | 4
R0113 | 02-03 | 2006-08-01 06:00 | 2009-08-01 |  | Research | Research |  |  | Ultracentrifuge | Ultracentrifuge | Michael Smith Building B4075 | Michael Smith Building | Martin Lowe |  |  |  |  | 0 | FLS | Life Sciences |  |  | 2b1 | 2. Process Equipment – Biological | B. Centrifuge | 1. Ultracentrifuges |  |  |  | Verified as part of data cleanse exercise (March 2015) |  | LE00111 | LE00111 | 9011 |  |  | 9013 | 00 | 38180.4 | 38180.4 | 0 | 0 | 0 | 38180.4 | [12 empty] | 38180.4 | 38180.4 |  | 0 | [23 empty] | 38180.4 | 36 | 3 | Equipment acquired for specific research projects |  | N |  | N |  | N |  | N |  | N | Prior to FY1415=NOT required | 8
R0114 | 02-03 | 2006-08-01 06:00 | 2009-08-01 |  | Research | Research | Hamilton |  | ML star robot & accessories | ML star robot & accessories | CIGMR, Stopford Building 2.404 | Stopford Building | Hazel Platt | David Carthy | 1 Good | 2 Good | 1 Dedicated to particular experiment | 0.3 | MHS | Cancer & Enabling Sciences |  | CIGMR | 1h1 | 1. Process Equipment – Physical | H. Sample Manipulation | 1. Robot | [5 empty] | LE00115 | AA07542 | 9011 | AA07542 |  | 9013 | 00 | 72565.25 | 72565.25 | 0 | 0 | 0 | 72565.25 | [12 empty] | 72565.25 | 72565.25 |  | 0 | [23 empty] | 72565.25 | 36 | 3 | Equipment acquired for specific research projects |  | N |  | N |  | N |  | N |  | N | Prior to FY1415=NOT required | 2
R0115 | 02-03 | 2006-08-01 06:00 | 2009-08-01 |  | Research | Research | ABI |  | ABI Prism 7000 | ABI Prism 7000 | Molecular Pathology Lab. Ist Floor, Stopford Build. | Stopford Building | [5 empty] | 0 | MHS | Cancer & Enabling Sciences |  |  | 4F3 | 4. Sample Measurement/Analysis | F. Proteins/Nucleic Acids | 3. Sequencers | [5 empty] | LE00115 | AA07542 | 9011 | AA07542 |  | 9013 | 00 | 35520 | 35520 | 0 | 0 | 0 | 35520 | [12 empty] | 35520 | 35520 |  | 0 | [23 empty] | 35520 | 36 | 3 | Equipment acquired for specific research projects |  | N |  | N |  | N |  | N |  | N | Prior to FY1415=NOT required | 8
R0116 | 02-03 | 2006-08-01 06:00 | 2009-08-01 |  | Research | Research |  |  | Light Microscopy | Light Microscopy | Michael Smith building B1066 | Michael Smith Building | Peter March |  | 2 Adequate | 2 Good | 2 General purpose research | 0.3 | FLS | Life Sciences |  |  | 3d3 | 3. Materials Characterisation | D. Optical Microscopy | 3. Transmission | [5 empty] | LE00111 | LE00111 | 9011 |  |  | 9013 | 00 | 170000 | 170000 | 0 | 0 | 0 | 170000 | [12 empty] | 170000 | 170000 |  | 0 | [23 empty] | 170000 | 36 | 3 | Equipment acquired for specific research projects |  | N |  | N |  | N |  | N |  | N | Prior to FY1415=NOT required | 5
R0117 | 02-03 | 2006-08-01 06:00 | 2009-08-01 |  | Research | Research |  |  | Tmx 2000 Scanning Microscope | Tmx 2000 Scanning Microscope | Schuster Nano Lab | Schuster Building | Andre Geim | Andre Geim | 1 Good | 2 Good | 1 Dedicated to particular experiment | 0 | EPS | Physics |  |  | 3E1 | 3. Materials Characterisation | E. Electron/Ion Microscopy | 1. Scanning |  |  |  | Data confirmed as part of data cleanse exercise (March 2015). Asset not physically verified. |  | LE00109 | LE00109 | 9011 |  |  | 9013 | 00 | 42274.11 | 42274.11 | 0 | 0 | 0 | 42274.11 | [12 empty] | 42274.11 | 42274.11 |  | 0 | [23 empty] | 42274.11 | 36 | 3 | Equipment acquired for specific research projects |  | N |  | N |  | N |  | N |  | N | Prior to FY1415=NOT required | 4
R0118 | 02-03 | 2006-08-01 06:00 | 2009-08-01 |  | Research | Research |  |  | Chromatography system | Chromatography system | Michael Smith Building Woodman B4087 | Michael Smith Building | Phil Woodman |  | 2 Adequate | 3 Adequate | 2 General purpose research | 0.2 | FLS | Life Sciences |  |  | 3l5 | 3. Materials Characterisation | L. Chemical Analysis | 5. Chromatography |  |  |  | Verified as part of data cleanse exercise (March 2015) |  | LE00111 | LE00111 | 9011 |  |  | 9013 | 00 | 49000 | 49000 | 0 | 0 | 0 | 49000 | [12 empty] | 49000 | 49000 |  | 0 | [23 empty] | 49000 | 36 | 3 | Equipment acquired for specific research projects |  | N |  | N |  | N |  | N |  | N | Prior to FY1415=NOT required | 5
R0119 | 02-03 | 2006-08-01 06:00 | 2009-08-01 |  | Research | Research |  |  | Light Microscopy Package | Light Microscopy Package | Michael Smith building B1066 | Michael Smith Building | Peter March |  |  |  |  | 0 | FLS | Life Sciences |  |  | 3d3 | 3. Materials Characterisation | D. Optical Microscopy | 3. Transmission | [5 empty] | LE00111 | LE00111 | 9011 |  |  | 9013 | 00 | 100000 | 100000 | 0 | 0 | 0 | 100000 | [12 empty] | 100000 | 100000 |  | 0 | [23 empty] | 100000 | 36 | 3 | Equipment acquired for specific research projects |  | N |  | N |  | N |  | N |  | N | Prior to FY1415=NOT required | 8
R0120 | 02-03 | 2006-08-01 06:00 | 2009-08-01 |  | Research | Research |  |  | Liquid Chromatography same item as R0118 | Liquid Chromatography | Michael Smith Building Vicky Allen B4087 | Michael Smith Building | Viki Allan |  | 2 Adequate | 3 Adequate | 2 General purpose research | 0.2 | FLS | Life Sciences |  |  | 3l5 | 3. Materials Characterisation | L. Chemical Analysis | 5. Chromatography |  |  |  | Verified as part of data cleanse exercise (March 2015) |  | LE00111 | LE00111 | 9011 |  |  | 9013 | 00 | 26910 | 26910 | 0 | 0 | 0 | 26910 | [12 empty] | 26910 | 26910 |  | 0 | [23 empty] | 26910 | 36 | 3 | Equipment acquired for specific research projects |  | N |  | N |  | N |  | N |  | N | Prior to FY1415=NOT required | 5
R0121 | 02-03 | 2006-08-01 06:00 | 2009-08-01 |  | Research | Research | Western Blot Imaging Systems |  | Fluorchem 8900 upgrade | Fluorchem 8900 upgrade | Room 3.21, CTF | Core Technology Facility Building | Mark Boyett | Mark Boyett | 1 Good | 2 Good | 3 Research and Teaching | 0.5 | MHS | Biomedicine |  |  | 3d1 | 3. Materials Characterisation | D. Optical Microscopy | 1. Confocal | [5 empty] | LE00115 | AA03261 | 9011 | AA03261 |  | 9013 | 00 | 25100 | 25100 | 0 | 0 | 0 | 25100 | [12 empty] | 25100 | 25100 |  | 0 | [23 empty] | 25100 | 36 | 3 | Equipment acquired for specific research projects |  | N |  | N |  | N |  | N |  | N | Prior to FY1415=NOT required | 3
R0122 | 02-03 | 2006-08-01 06:00 | 2009-08-01 |  | Research | Research |  |  | Exogam clover detector | Exogam clover detector | Nuclear Group- Chicago |  | S Freeman | [5 empty] | EPS | Physics | [11 empty] | LE00109 | LE00109 | 9011 |  |  | 9013 | 00 | 11263.55 | 11263.55 | 0 | 0 | 0 | 11263.55 | [12 empty] | 11263.55 | 11263.55 |  | 0 | [23 empty] | 11263.55 | 36 | 3 | Equipment acquired for specific research projects |  | N |  | N |  | N |  | N |  | N | Prior to FY1415=NOT required | 14
R0123 | 02-03 | 2006-08-01 06:00 | 2009-08-01 |  | Research | Research |  |  | Xcalibur 2 System | Xcalibur 2 System | School request write off |  | Chris Muryn | Chris Muryn | 1 Good | 2 Good | 3 Research and Teaching | 0.1 | EPS | Chemistry | [9 empty] | Data confirmed as part of data cleanse exercise (March 2015). Asset not physically verified. |  | LE00103 | LE00103 | 9011 |  |  | 9013 | 00 | 2000 | 2000 | 0 | 0 | 0 | 2000 | [12 empty] | 2000 | 2000 |  | 0 | [23 empty] | 2000 | 36 | 3 | Equipment acquired for specific research projects |  | N |  | N |  | N |  | N |  | N | Prior to FY1415=NOT required | 9
R0124 | 02-03 | 2006-08-01 06:00 | 2009-08-01 |  | Research | Research |  |  | Time Lapse Imaging | Time Lapse Imaging | Michael Smith Building C1203 | Michael Smith Building | David Garrod |  |  |  |  | 0 | FLS | Life Sciences |  |  | 3d3 | 3. Materials Characterisation | D. Optical Microscopy | 3. Transmission | [5 empty] | LE00111 | LE00111 | 9011 |  |  | 9013 | 00 | 66805.76 | 66805.76 | 0 | 0 | 0 | 66805.76 | [12 empty] | 66805.76 | 66805.76 |  | 0 | [23 empty] | 66805.76 | 36 | 3 | Equipment acquired for specific research projects |  | N |  | N |  | N |  | N |  | N | Prior to FY1415=NOT required | 8
R0125 | 02-03 | 2006-08-01 06:00 | 2009-08-01 |  | Research | Research |  |  | X-Ray Diffraction System | X-Ray Diffraction System | MIB | MIB Building | [5 empty] | 0 | FLS | Life Sciences |  |  | 3h1 | 3. Materials Characterisation | H. Diffraction | 1. X-ray | [5 empty] | LE00111 | LE00111 | 9011 |  |  | 9013 | 00 | 126600 | 126600 | 0 | 0 | 0 | 126600 | [12 empty] | 126600 | 126600 |  | 0 | [23 empty] | 126600 | 36 | 3 | Equipment acquired for specific research projects |  | N |  | N |  | N |  | N |  | N | Prior to FY1415=NOT required | 9
R0126 | 02-03 | 2006-08-01 06:00 | 2009-08-01 |  | Research | Research |  |  | X-Ray Diffraction System | X-Ray Diffraction System | MIB | MIB Building | [5 empty] | 0 | FLS | Life Sciences |  |  | 3h1 | 3. Materials Characterisation | H. Diffraction | 1. X-ray | [5 empty] | LE00111 | LE00111 | 9011 |  |  | 9013 | 00 | 63300 | 63300 | 0 | 0 | 0 | 63300 | [12 empty] | 63300 | 63300 |  | 0 | [23 empty] | 63300 | 36 | 3 | Equipment acquired for specific research projects |  | N |  | N |  | N |  | N |  | N | Prior to FY1415=NOT required | 9
R0127 | 02-03 | 2006-08-01 06:00 | 2009-08-01 |  | Research | Research |  |  | Gene Chip Fluidics | Gene Chip Fluidics | Michael Smith building B4071 | Michael Smith Building | Andy Hayes | Andy Hayes | 1 Good | 2 Good | 2 General purpose research | 0.8 | FLS | Life Sciences |  |  | 4f1 | 4. Sample Measurement/Analysis | F. Proteins/Nucleic Acids | 1. Arrays |  |  |  | Verified as part of data cleanse exercise (March 2015) |  | LE00111 | LE00111 | 9011 |  |  | 9013 | 00 | 39500 | 39500 | 0 | 0 | 0 | 39500 | [12 empty] | 39500 | 39500 |  | 0 | [23 empty] | 39500 | 36 | 3 | Equipment acquired for specific research projects |  | N |  | N |  | N |  | N |  | N | Prior to FY1415=NOT required | 4
R0128 | 02-03 | 2006-08-01 06:00 | 2009-08-01 |  | Research | Research |  |  | Microarray Scanner Bundle | Microarray Scanner Bundle | Michael Smith building B4071 | Michael Smith Building | Andy Hayes | Andy Hayes |  |  |  | 0 | FLS | Life Sciences |  |  | 4f1 | 4. Sample Measurement/Analysis | F. Proteins/Nucleic Acids | 1. Arrays |  |  |  | Verified as part of data cleanse exercise (March 2015) |  | LE00111 | LE00111 | 9011 |  |  | 9013 | 00 | 56118.39 | 56118.39 | 0 | 0 | 0 | 56118.39 | [12 empty] | 56118.39 | 56118.39 |  | 0 | [23 empty] | 56118.39 | 36 | 3 | Equipment acquired for specific research projects |  | N |  | N |  | N |  | N |  | N | Prior to FY1415=NOT required | 7
R0129 | 02-03 | 2006-08-01 06:00 | 2009-08-01 |  | Research | Research |  |  | GX260 TDMS Workstation | GX260 TDMS Workstation | Michael Smith building B4071 | Michael Smith Building | Andy Hayes | Andy Hayes | 3 Poor - Inoperable | 4 No longer adequate | 4 Not used in past year | 1 | FLS | Life Sciences |  |  | 6a3 | 6. Infrastructure | A. IT | 3. Workstation |  |  |  | Verified as part of data cleanse exercise (March 2015) |  | LE00111 | LE00111 | 9011 |  |  | 9013 | 00 | 11500 | 11500 | 0 | 0 | 0 | 11500 | [12 empty] | 11500 | 11500 |  | 0 | [23 empty] | 11500 | 36 | 3 | Equipment acquired for specific research projects |  | N |  | N |  | N |  | N |  | N | Prior to FY1415=NOT required | 4
R0130 | 02-03 | 2006-08-01 06:00 | 2009-08-01 |  | Research | Research | Flexercell |  | Flexercell compression system | Flexercell compression system | Stopford Building 1.427b | Stopford Building | Andrew Fotheringham | Judith Hoyland | 1 Good |  | 1 Dedicated to particular experiment | 0.4 | MHS | Biomedicine |  |  | 3k3 | 3. Materials Characterisation | K. Mechanical Properties | 3. Load | [5 empty] | LE00115 | AA03261 | 9011 | AA03261 |  | 9013 | 00 | 28954.78 | 28954.78 | 0 | 0 | 0 | 28954.78 | [12 empty] | 28954.78 | 28954.78 |  | 0 | [23 empty] | 28954.78 | 36 | 3 | Equipment acquired for specific research projects |  | N |  | N |  | N |  | N |  | N | Prior to FY1415=NOT required | 4
R0131 | 02-03 | 2006-08-01 06:00 | 2009-08-01 |  | Research | Research |  |  | Gene Chip Fluidics | Gene Chip Fluidics | Michael Smith building B4071 | Michael Smith Building | Andy Hayes | Andy Hayes | 1 Good | 2 Good | 2 General purpose research | 0.8 | FLS | Life Sciences |  |  | 4f1 | 4. Sample Measurement/Analysis | F. Proteins/Nucleic Acids | 1. Arrays |  |  |  | Verified as part of data cleanse exercise (March 2015) |  | LE00111 | LE00111 | 9011 |  |  | 9013 | 00 | 16800 | 16800 | 0 | 0 | 0 | 16800 | [12 empty] | 16800 | 16800 |  | 0 | [23 empty] | 16800 | 36 | 3 | Equipment acquired for specific research projects |  | N |  | N |  | N |  | N |  | N | Prior to FY1415=NOT required | 4
R0132 | 02-03 | 2006-08-01 06:00 | 2009-08-01 |  | Research | Research |  |  | 36 Segment GE Detector | 36 Segment GE Detector | Nuclear Group- Chicago |  | S Freeman | [5 empty] | EPS | Physics | [11 empty] | LE00109 | LE00109 | 9011 |  |  | 9013 | 00 | 120611.4 | 120611.4 | 0 | 0 | 0 | 120611.4 | [12 empty] | 120611.4 | 120611.4 |  | 0 | [23 empty] | 120611.4 | 36 | 3 | Equipment acquired for specific research projects |  | N |  | N |  | N |  | N |  | N | Prior to FY1415=NOT required | 14
R0133 | 02-03 | 2006-08-01 06:00 | 2009-08-01 |  | Research | Research |  |  | Tissue Processor | Tissue Processor | Michael Smith Building B4201 | Michael Smith Building | Peter Walker | Peter Walker |  |  |  | 0 | FLS | Life Sciences |  |  | 2c1 | 2. Process Equipment – Biological | C. Tissue Processing | 1. Tissue Processor |  |  |  | Verified as part of data cleanse exercise (March 2015) |  | LE00111 | LE00111 | 9011 |  |  | 9013 | 00 | 43650 | 43650 | 0 | 0 | 0 | 43650 | [12 empty] | 43650 | 43650 |  | 0 | [23 empty] | 43650 | 36 | 3 | Equipment acquired for specific research projects |  | N |  | N |  | N |  | N |  | N | Prior to FY1415=NOT required | 7
R0134 | 02-03 | 2006-08-01 06:00 | 2009-08-01 |  | Research | Research | GAM |  | GAM - EX50F | Excimer Laser System for post-ionisation of samples | Williamson Building G63 | Williamson Building | John Cowpe | Ian Lyon | 2 Adequate | 2 Good | 1 Dedicated to particular experiment | 0 | EPS | SEAES |  |  | 4D5 | 4. Sample Measurement/Analysis | D. Laser | 5. Nanosecond |  | yes | 2016-07-01 | Confirmed by Vikki Fellows with signed verification form | as per FY1516 YrEnd Verification & Impairments Exercise in Jul'16 | LE00105 | LE00105 | 9011 |  |  | 9013 | 00 | 42925.1 | 42925.1 | 0 | 0 | 0 | 42925.1 | [12 empty] | 42925.1 | 42925.1 |  | 0 | [23 empty] | 42925.1 | 36 | 3 | Equipment acquired for specific research projects |  | N |  | N |  | N |  | N |  | Y | Prior to FY1415=NOT required | 3
R0135 | 02-03 | 2006-08-01 06:00 | 2009-08-01 |  | Research | Research |  |  | analyser | Rapidlab 865 analyser | BSU, Stopford Building | Stopford Building | St Mary's | [5 empty] | MHS | Biomedicine | [11 empty] | LE00115 | AA03261 | 9011 | AA03261 |  | 9013 | 00 | 27000 | 27000 | 0 | 0 | 0 | 27000 | [12 empty] | 27000 | 27000 |  | 0 | [23 empty] | 27000 | 36 | 3 | Equipment acquired for specific research projects |  | N |  | N |  | N |  | N |  | N | Prior to FY1415=NOT required | 13
R0136 | 03-04 | 2006-08-01 06:00 | 2009-08-01 |  | Research | Research | RHK/VG |  | RHK/VG - Multilab contolled by an SPM100 | UHVSTM/AFM System - RHK UHV STM, this instrument uses Scanning Tunnelling Microscopy (STM) to record atomically resolved images under UHV (Ultra High Vacuum) of ordered single crystal mineral and metallic surfaces (z resolution sub angstrom x,y resolution 0.5-1 angstrom) . All surfaces must be conducting. Single crystal preparation and cleaning facilities are fitted. The system is also fitted with LEED (Low Energy Electron Diffraction) optics for the recording of surface electron diffraction patterns to check surface order and AES (Auger Electron Spectroscopy) to check surface cleanliness and stoichiometry. | Williamson Building B13 | Williamson Building | Paul Wincott | Jon Lloyd | 1 Good | 2 Good | 3 Research and Teaching | 0.2 | EPS | SEAES |  | Williamson Research Centrehttp://www.wrc.manchester.ac.uk/ | 3F2 | 3. Materials Characterisation | F. Surface Probe Microscopy | 2. Scanning Tunneling |  | yes | 2016-07-01 | Confirmed by Vikki Fellows with signed verification form | as per FY1516 YrEnd Verification & Impairments Exercise in Jul'16 | LE00105 | LE00105 | 9011 | LE00105 | 6500 | 9013 | 00 | 13103.6 | 13103.6 | 0 | 0 | 0 | 13103.6 | [12 empty] | 13103.6 | 13103.6 |  | 0 | [23 empty] | 13103.6 | 36 | 3 | Equipment acquired for specific research projects |  | N |  | N |  | N |  | N |  | Y | Prior to FY1415=NOT required | 2
R0137 | 03-04 | 2006-08-01 06:00 | 2009-08-01 |  | Research | Research | Hamilton |  | ML-Star 8x300ul Autoload | ML-Star 8x300ul Autoload | CIGMR Labs. Stopford Building | Stopford Building | Kate Dixon | Kate Dixon | 1 Good | 2 Good | 1 Dedicated to particular experiment | 0 | MHS | Cancer & Enabling Sciences |  | CIGMR | 1h1 | 1. Process Equipment – Physical | H. Sample Manipulation | 1. Robot | [5 empty] | LE00113 | LE00113 | 9011 | LE00113 | 6500 | 9013 | 00 | 40000 | 40000 | 0 | 0 | 0 | 40000 | [12 empty] | 40000 | 40000 |  | 0 | [23 empty] | 40000 | 36 | 3 | Equipment acquired for specific research projects |  | N |  | N |  | N |  | N |  | N | Prior to FY1415=NOT required | 2
R0139 | 03-04 | 2006-08-01 06:00 | 2009-08-01 |  | Research | Research | Quantachrome instruments |  | Poremaster 60, Window software & Vacuum Pump | Poremaster 60, Window software & Vacuum Pump | Materials Science Building A3 | Materials Science Building | Andrew Walwork | Andrew Walwork |  |  |  | 0 | EPS | Materials |  |  | 3M8 | 3. Materials Characterisation | M. Physical Properties | 8. Porosity/Permeability |  | yes | 2015-07-01 | PAUL JORDAN/JOHN GOODIER | as per Jun'15 verification exercise for FY14-15 YrEnd | LE00107 | LE00107 | 9011 | LE00107 | 6500 | 9013 | 00 | 14805 | 14805 | 0 | 0 | 0 | 14805 | [12 empty] | 14805 | 14805 |  | 0 | [23 empty] | 14805 | 36 | 3 | Equipment acquired for specific research projects |  | N |  | N |  | N |  | N |  | Y |  | 6
R0140 | 03-04 | 2006-08-01 06:00 | 2009-08-01 |  | Research | Research | Quantachrome instruments |  | Poremaster 60, Window software & Vacuum Pump | Poremaster 60, Window software & Vacuum Pump | Materials Science Building A3 | Materials Science Building | [5 empty] | 0 | EPS | Materials | [7 empty] | yes | 2015-07-01 | PAUL JORDAN/JOHN GOODIER | as per Jun'15 verification exercise for FY14-15 YrEnd | LE00107 | LE00107 | 9011 | LE00107 | 6500 | 9013 | 00 | 20445 | 20445 | 0 | 0 | 0 | 20445 | [12 empty] | 20445 | 20445 |  | 0 | [23 empty] | 20445 | 36 | 3 | Equipment acquired for specific research projects |  | N |  | N |  | N |  | N |  | Y |  | 12
R0141 | 03-04 | 2006-08-01 06:00 | 2009-08-01 |  | Research | Research | Lab Impex |  | Gamma Air & Stack Monitoring System | Gamma Air & Stack Monitoring System | WMIC | Wolfson Molecular Imaging Centre | Adam McMahon | Adam McMahon | 1 Good | 2 Good | 1 Dedicated to particular experiment | 0 | MHS | Cancer & Enabling Sciences |  | WMIC/PICR | [9 empty] | LE00117 | LE00117 | 9011 | LE00117 | 6500 | 9013 | 00 | 29966.6 | 29966.6 | 0 | 0 | 0 | 29966.6 | [12 empty] | 29966.6 | 29966.6 |  | 0 | [23 empty] | 29966.6 | 36 | 3 | Equipment acquired for specific research projects |  | N |  | N |  | N |  | N |  | N | Prior to FY1415=NOT required | 6
R0142 | 03-04 | 2006-08-01 06:00 | 2009-08-01 |  | Research | Research | Von Galen |  | Clean Room & Hot Cells | Clean Room & Hot Cells | WMIC | Wolfson Molecular Imaging Centre | Adam McMahon | Adam McMahon | 1 Good | 2 Good | 1 Dedicated to particular experiment | 0 | MHS | Cancer & Enabling Sciences |  | WMIC/PICR | 6d3 | 6. Infrastructure | D. Laboratory | 3. Controlled Environment | [5 empty] | LE00117 | LE00117 | 9011 | LE00117 | 6500 | 9013 | 00 | 64766.4 | 64766.4 | 0 | 0 | 0 | 64766.4 | [12 empty] | 64766.4 | 64766.4 |  | 0 | [23 empty] | 64766.4 | 36 | 3 | Equipment acquired for specific research projects |  | N |  | N |  | N |  | N |  | N | Prior to FY1415=NOT required | 2
R0145 | 03-04 | 2006-08-01 06:00 | 2009-08-01 |  | Research | Research |  |  | NEC Opteron upgrade | NEC Opteron upgrade | School request write off |  | Neil Burton |  | 2 Adequate | 3 Adequate | 3 Research and Teaching | 0 | EPS | Chemistry | [11 empty] | LE00103 | LE00103 | 9011 | LE00103 | 6500 | 9013 | 00 | 29753.5 | 29753.5 | 0 | 0 | 0 | 29753.5 | [12 empty] | 29753.5 | 29753.5 |  | 0 | [23 empty] | 29753.5 | 36 | 3 | Equipment acquired for specific research projects |  | N |  | N |  | N |  | N |  | N | Prior to FY1415=NOT required | 10
R0146 | 03-04 | 2006-08-01 06:00 | 2009-08-01 |  | Research | Research | Cary |  | Cary Eclipse plus Cary 4000 | Cary Eclipse plus Cary 4000 | Stopford Building | Stopford Building | E Bichenkova | E Bichenkova | 1 Good | 2 Good | 3 Research and Teaching | 0.2 | MHS | Pharmacy |  |  | 3b1 | 3. Materials Characterisation | B. Spectrometry | 1. Spectrophotometry | [5 empty] | LE00116 | LE00116 | 9011 | LE00116 | 6500 | 9013 | 00 | 41602 | 41602 | 0 | 0 | 0 | 41602 | [12 empty] | 41602 | 41602 |  | 0 | [23 empty] | 41602 | 36 | 3 | Equipment acquired for specific research projects |  | N |  | N |  | N |  | N |  | N | Prior to FY1415=NOT required | 3
R0147 | 03-04 | 2006-08-01 06:00 | 2009-08-01 |  | Research | Research | Thermo |  | Spectrometer | Mat95XP Mass Spectrometer System | Mass Spectometry (Boote) |  | Roger Speak | Chris Muryn | 1 Good | 2 Good | 3 Research and Teaching | 0 | EPS | Chemistry |  | Mass Spectrometryhttp://www.chemistry.manchester.ac.uk/research/facilities/m-spec/ | 3b3 | 3. Materials Characterisation | B. Spectrometry | 3. Mass Spectrometry |  |  |  | Data confirmed as part of data cleanse exercise (March 2015). Asset not physically verified. |  | LE00103 | LE00103 | 9011 | LE00103 | 6500 | 9013 | 00 | 329971.73 | 329971.73 | 0 | 0 | 0 | 329971.73 | [12 empty] | 329971.73 | 329971.73 |  | 0 | [23 empty] | 329971.73 | 36 | 3 | Equipment acquired for specific research projects |  | N |  | N |  | N |  | N |  | N | Prior to FY1415=NOT required | 3 | 27.01.16: Consolidated multiple lines due to FAR cleanse exercise
R0150 | 03-04 | 2006-08-01 06:00 | 2009-08-01 |  | Research | Research | IBM |  | Stage 1 - IBM Totalstorage FAStT600 server | Stage 1 - IBM Totalstorage FAStT600 server | Room G426, Stopford | Stopford Building | Chris Taylor | Chris Taylor | 1 Good | 2 Good | 1 Dedicated to particular experiment | 0 | MHS | Cancer & Enabling Sciences |  | Imaging Science | 6a2 | 6. Infrastructure | A. IT | 2. Storage | [5 empty] | LE00112 | LE00112 | 9011 | LE00112 | 6500 | 9013 | 00 | 33999.95 | 33999.95 | 0 | 0 | 0 | 33999.95 | [12 empty] | 33999.95 | 33999.95 |  | 0 | [23 empty] | 33999.95 | 36 | 3 | Equipment acquired for specific research projects |  | N |  | N |  | N |  | N |  | N | Prior to FY1415=NOT required | 2
R0151 | 03-04 | 2006-08-01 06:00 | 2009-08-01 |  | Research | Research |  |  | Computer controlled ESA9800 titration system | Computer controlled ESA9800 titration system | School request write off | [7 empty] | EPS | Chemistry | [11 empty] | LE00103 | LE00103 | 9011 | LE00103 | 6500 | 9013 | 00 | 24750.51 | 24750.51 | 0 | 0 | 0 | 24750.51 | [12 empty] | 24750.51 | 24750.51 |  | 0 | [23 empty] | 24750.51 | 36 | 3 | Equipment acquired for specific research projects |  | N |  | N |  | N |  | N |  | N | Prior to FY1415=NOT required | 15
R0152 | 03-04 | 2006-08-01 06:00 | 2009-08-01 |  | Research | Research | inspektor Research Systems |  | QLF/Clinic system | QLF/Clinic system | DHU, Science Park |  | Iain Pretty | Iain Pretty | 1 Good | 3 Adequate | 1 Dedicated to particular experiment | 0 | MHS | Dentistry |  |  | 4G3 | 4. Sample Measurement/Analysis | G. Bio-Medical | 3. Dental | [5 empty] | LE00114 | LE00114 | 9011 | LE00114 | 6500 | 9013 | 00 | 56091.5 | 56091.5 | 0 | 0 | 0 | 56091.5 | [12 empty] | 56091.5 | 56091.5 |  | 0 | [23 empty] | 56091.5 | 36 | 3 | Equipment acquired for specific research projects |  | N |  | N |  | N |  | N |  | N | Prior to FY1415=NOT required | 4
R0154 | 03-04 | 2006-08-01 06:00 | 2009-08-01 |  | Research | Research | Von Galen |  | Clean Room & Shielded Fume Hood | Clean Room & Shielded Fume Hood | WMIC | Wolfson Molecular Imaging Centre | Adam McMahon | Adam McMahon | 1 Good | 2 Good | 1 Dedicated to particular experiment | 0 | MHS | Cancer & Enabling Sciences |  | WMIC/PICR | 6d3 | 6. Infrastructure | D. Laboratory | 3. Controlled Environment | [5 empty] | LE00117 | LE00117 | 9011 | LE00117 | 6500 | 9013 | 00 | 38732.4 | 38732.4 | 0 | 0 | 0 | 38732.4 | [12 empty] | 38732.4 | 38732.4 |  | 0 | [23 empty] | 38732.4 | 36 | 3 | Equipment acquired for specific research projects |  | N |  | N |  | N |  | N |  | N | Prior to FY1415=NOT required | 2
R0155 | 03-04 | 2006-08-01 06:00 | 2009-08-01 |  | Research | Research | IsoMed |  | Clean Room & Dose calibrater systems | Clean Room & Dose calibrater systems | WMIC | Wolfson Molecular Imaging Centre | Adam McMahon | Adam McMahon | 2 Adequate | 3 Adequate | 1 Dedicated to particular experiment | 0 | MHS | Cancer & Enabling Sciences |  | WMIC/PICR | 6d3 | 6. Infrastructure | D. Laboratory | 3. Controlled Environment | [5 empty] | LE00117 | LE00117 | 9011 | LE00117 | 6500 | 9013 | 00 | 20032.95 | 20032.95 | 0 | 0 | 0 | 20032.95 | [12 empty] | 20032.95 | 20032.95 |  | 0 | [23 empty] | 20032.95 | 36 | 3 | Equipment acquired for specific research projects |  | N |  | N |  | N |  | N |  | N | Prior to FY1415=NOT required | 2
R0156 | 03-04 | 2006-08-01 06:00 | 2009-08-01 |  | Research | Research |  |  | Laser Probe System | Laser Probe System & hardware | Materials Science Building F14 | Materials Science Building | [5 empty] | 0 | EPS | Materials | [7 empty] | yes | 2015-07-01 | PAUL JORDAN/JOHN GOODIER | as per Jun'15 verification exercise for FY14-15 YrEnd | LE00107 | LE00107 | 9011 | LE00107 | 6500 | 9013 | 00 | 35003.5 | 35003.5 | 0 | 0 | 0 | 35003.5 | [12 empty] | 35003.5 | 35003.5 |  | 0 | [23 empty] | 35003.5 | 36 | 3 | Equipment acquired for specific research projects |  | N |  | N |  | N |  | N |  | Y |  | 13
R0157 | 03-04 | 2006-08-01 06:00 | 2009-08-01 |  | Research | Research |  |  | Clean Room & Hot Cells | Clean Room & Hot Cells | WMIC | Wolfson Molecular Imaging Centre |  |  | 1 Good | 2 Good | 1 Dedicated to particular experiment | 0 | MHS | Cancer & Enabling Sciences | [11 empty] | LE00117 | LE00117 | 9011 | LE00117 | 6500 | 9013 | 00 | 44929.8 | 44929.8 | 0 | 0 | 0 | 44929.8 | [12 empty] | 44929.8 | 44929.8 |  | 0 | [23 empty] | 44929.8 | 36 | 3 | Equipment acquired for specific research projects |  | N |  | N |  | N |  | N |  | N | Prior to FY1415=NOT required | 10
R0158 | 03-04 | 2006-08-01 06:00 | 2009-08-01 |  | Research | Research |  |  | Clean Room & Hot Cells | Clean Room & Hot Cells | WMIC | Wolfson Molecular Imaging Centre |  |  | 1 Good | 2 Good | 1 Dedicated to particular experiment | 0 | MHS | Cancer & Enabling Sciences | [11 empty] | LE00117 | LE00117 | 9011 | LE00117 | 6500 | 9013 | 00 | 44929.8 | 44929.8 | 0 | 0 | 0 | 44929.8 | [12 empty] | 44929.8 | 44929.8 |  | 0 | [23 empty] | 44929.8 | 36 | 3 | Equipment acquired for specific research projects |  | N |  | N |  | N |  | N |  | N | Prior to FY1415=NOT required | 10
R0159 | 03-04 | 2006-08-01 06:00 | 2009-08-01 |  | Research | Research |  |  | Clean Room & Dose Calibrator Systems | Clean Room & Dose Calibrator Systems | WMIC | Wolfson Molecular Imaging Centre |  |  | 2 Adequate | 3 Adequate | 1 Dedicated to particular experiment | 0 | MHS | Cancer & Enabling Sciences | [11 empty] | LE00117 | LE00117 | 9011 | LE00117 | 6500 | 9013 | 00 | 20032.95 | 20032.95 | 0 | 0 | 0 | 20032.95 | [12 empty] | 20032.95 | 20032.95 |  | 0 | [23 empty] | 20032.95 | 36 | 3 | Equipment acquired for specific research projects |  | N |  | N |  | N |  | N |  | N | Prior to FY1415=NOT required | 10
R0160 | 03-04 | 2006-08-01 06:00 | 2009-08-01 |  | Research | Research |  |  | Clean Room & Shielded Fume Hood | Clean Room & Shielded Fume Hood | WMIC | Wolfson Molecular Imaging Centre |  |  | 1 Good | 2 Good | 1 Dedicated to particular experiment | 0 | MHS | Cancer & Enabling Sciences | [11 empty] | LE00117 | LE00117 | 9011 | LE00117 | 6500 | 9013 | 00 | 38732.4 | 38732.4 | 0 | 0 | 0 | 38732.4 | [12 empty] | 38732.4 | 38732.4 |  | 0 | [23 empty] | 38732.4 | 36 | 3 | Equipment acquired for specific research projects |  | N |  | N |  | N |  | N |  | N | Prior to FY1415=NOT required | 10
R0161 | 03-04 | 2006-08-01 06:00 | 2009-08-01 |  | Research | Research |  |  | Computer-controlled ESA9800 titration system | Computer-controlled ESA9800 titration system | School request write off | [7 empty] | EPS | Chemistry | [11 empty] | LE00103 | LE00103 | 9011 | LE00103 | 6500 | 9013 | 00 | 12310.6 | 12310.6 | 0 | 0 | 0 | 12310.6 | [12 empty] | 12310.6 | 12310.6 |  | 0 | [23 empty] | 12310.6 | 36 | 3 | Equipment acquired for specific research projects |  | N |  | N |  | N |  | N |  | N | Prior to FY1415=NOT required | 15
R0162 | 03-04 | 2006-08-01 06:00 | 2009-08-01 |  | Research | Research |  |  | Clean Room & Hot Cells | Clean Room & Hot Cells | WMIC | Wolfson Molecular Imaging Centre |  |  | 1 Good | 2 Good | 1 Dedicated to particular experiment | 0 | MHS | Cancer & Enabling Sciences | [11 empty] | LE00117 | LE00117 | 9011 | LE00117 | 6500 | 9013 | 00 | 54000 | 54000 | 0 | 0 | 0 | 54000 | [12 empty] | 54000 | 54000 |  | 0 | [23 empty] | 54000 | 36 | 3 | Equipment acquired for specific research projects |  | N |  | N |  | N |  | N |  | N | Prior to FY1415=NOT required | 10
R0163 | 03-04 | 2006-08-01 06:00 | 2009-08-01 |  | Research | Research |  |  | Exogam clover detector | Exogam clover detector | Nuclear Group- Chicago |  | S Freeman | [5 empty] | EPS | Physics | [11 empty] | LE00109 | LE00109 | 9011 | LE00109 | 6500 | 9013 | 00 | 56317.75 | 56317.75 | 0 | 0 | 0 | 56317.75 | [12 empty] | 56317.75 | 56317.75 |  | 0 | [23 empty] | 56317.75 | 36 | 3 | Equipment acquired for specific research projects |  | N |  | N |  | N |  | N |  | N | Prior to FY1415=NOT required | 14
R0164 | 03-04 | 2006-08-01 06:00 | 2009-08-01 |  | Research | Research | Zeiss |  | PALM Laser System | PALM Laser System | Michael Smith BuildingB1066 | Michael Smith Building | Peter March | Peter March | 2 Adequate | 1 State of art | 2 General purpose research | 0.7 | FLS | Life Sciences |  | Bioimaging Facility | 3d1 | 3. Materials Characterisation | D. Optical Microscopy | 1. Confocal |  |  |  | Verified as part of data cleanse exercise (March 2015) |  | LE00111 | LE00111 | 9011 | LE00111 | 6500 | 9013 | 00 | 93156 | 93156 | 0 | 0 | 0 | 93156 | [12 empty] | 93156 | 93156 |  | 0 | [23 empty] | 93156 | 36 | 3 | Equipment acquired for specific research projects |  | N |  | N |  | N |  | N |  | N | Prior to FY1415=NOT required | 2
R0165 | 03-04 | 2006-08-01 06:00 | 2009-08-01 |  | Research | Research |  |  | Gamma Air & Stack Monitoring System | Gamma Air & Stack Monitoring System | WMIC | Wolfson Molecular Imaging Centre |  |  | 1 Good | 2 Good | 1 Dedicated to particular experiment | 0 | MHS | Cancer & Enabling Sciences | [11 empty] | LE00117 | LE00117 | 9011 | LE00117 | 6500 | 9013 | 00 | 89899.8 | 89899.8 | 0 | 0 | 0 | 89899.8 | [12 empty] | 89899.8 | 89899.8 |  | 0 | [23 empty] | 89899.8 | 36 | 3 | Equipment acquired for specific research projects |  | N |  | N |  | N |  | N |  | N | Prior to FY1415=NOT required | 10
R0166 | 03-04 | 2006-08-01 06:00 | 2009-08-01 |  | Research | Research | Micrometrics |  | 2020 Micropore physisorption analyzer | Surface area - Physisorption Analyzer | 1st Floor, Budd |  | Peter Budd | Peter Budd | 1 Good | 1 State of art | 1 Dedicated to particular experiment | 0 | EPS | Chemistry |  |  | 3g2 | 3. Materials Characterisation | G. Surface analysis | 2. Adsorption |  |  |  | Data confirmed as part of data cleanse exercise (March 2015). Asset not physically verified. |  | LE00103 | LE00103 | 9011 | LE00103 | 6500 | 9013 | 00 | 49350 | 49350 | 0 | 0 | 0 | 49350 | [12 empty] | 49350 | 49350 |  | 0 | [23 empty] | 49350 | 36 | 3 | Equipment acquired for specific research projects |  | N |  | N |  | N |  | N |  | N | Prior to FY1415=NOT required | 4
R0167 | 03-04 | 2006-08-01 06:00 | 2009-08-01 |  | Research | Research |  |  | Clean Room & Hot Cells | Clean Room & Hot Cells | WMIC | Wolfson Molecular Imaging Centre |  |  | 1 Good | 2 Good | 1 Dedicated to particular experiment | 0 | MHS | Cancer & Enabling Sciences | [11 empty] | LE00117 | LE00117 | 9011 | LE00117 | 6500 | 9013 | 00 | 54000 | 54000 | 0 | 0 | 0 | 54000 | [12 empty] | 54000 | 54000 |  | 0 | [23 empty] | 54000 | 36 | 3 | Equipment acquired for specific research projects |  | N |  | N |  | N |  | N |  | N | Prior to FY1415=NOT required | 10
R0168 | 03-04 | 2006-08-01 06:00 | 2009-08-01 |  | Research | Research |  |  | extraction system | Thar instruments SFE 500-1 extraction system | School request write off |  | Keith Nixon | [5 empty] | EPS | Chemistry | [11 empty] | LE00103 | LE00103 | 9011 | LE00103 | 6500 | 9013 | 00 | 32134.78 | 32134.78 | 0 | 0 | 0 | 32134.78 | [12 empty] | 32134.78 | 32134.78 |  | 0 | [23 empty] | 32134.78 | 36 | 3 | Equipment acquired for specific research projects |  | N |  | N |  | N |  | N |  | N | Prior to FY1415=NOT required | 14
R0169 | 03-04 | 2006-08-01 06:00 | 2009-08-01 |  | Research | Research |  |  | Exogam clover detector | Exogam clover detector | Nuclear Group- Chicago |  | S Freeman | [5 empty] | EPS | Physics | [11 empty] | LE00109 | LE00109 | 9011 | LE00109 | 6500 | 9013 | 00 | 11263.55 | 11263.55 | 0 | 0 | 0 | 11263.55 | [12 empty] | 11263.55 | 11263.55 |  | 0 | [23 empty] | 11263.55 | 36 | 3 | Equipment acquired for specific research projects |  | N |  | N |  | N |  | N |  | N | Prior to FY1415=NOT required | 14
R0170 | 03-04 | 2006-08-01 06:00 | 2009-08-01 |  | Research | Research |  |  | Clean Room & Hot Cells | Clean Room & Hot Cells | WMIC | Wolfson Molecular Imaging Centre |  |  | 1 Good | 2 Good | 1 Dedicated to particular experiment | 0 | MHS | Cancer & Enabling Sciences | [11 empty] | LE00117 | LE00117 | 9011 | LE00117 | 6500 | 9013 | 00 | 21588.8 | 21588.8 | 0 | 0 | 0 | 21588.8 | [12 empty] | 21588.8 | 21588.8 |  | 0 | [23 empty] | 21588.8 | 36 | 3 | Equipment acquired for specific research projects |  | N |  | N |  | N |  | N |  | N | Prior to FY1415=NOT required | 10
R0171 | 03-04 | 2006-08-01 06:00 | 2009-08-01 |  | Research | Research |  |  | Clean Room & Shielded Fume Hood | Clean Room & Shielded Fume Hood | WMIC | Wolfson Molecular Imaging Centre |  |  | 1 Good | 2 Good | 1 Dedicated to particular experiment | 0 | MHS | Cancer & Enabling Sciences | [11 empty] | LE00117 | LE00117 | 9011 | LE00117 | 6500 | 9013 | 00 | 12910.8 | 12910.8 | 0 | 0 | 0 | 12910.8 | [12 empty] | 12910.8 | 12910.8 |  | 0 | [23 empty] | 12910.8 | 36 | 3 | Equipment acquired for specific research projects |  | N |  | N |  | N |  | N |  | N | Prior to FY1415=NOT required | 10
R0172 | 03-04 | 2006-08-01 06:00 | 2009-08-01 |  | Research | Research |  |  | Clean Room & Hot Cells | Clean Room & Hot Cells | WMIC | Wolfson Molecular Imaging Centre |  |  | 1 Good | 2 Good | 1 Dedicated to particular experiment | 0 | MHS | Cancer & Enabling Sciences | [11 empty] | LE00117 | LE00117 | 9011 | LE00117 | 6500 | 9013 | 00 | 14976.6 | 14976.6 | 0 | 0 | 0 | 14976.6 | [12 empty] | 14976.6 | 14976.6 |  | 0 | [23 empty] | 14976.6 | 36 | 3 | Equipment acquired for specific research projects |  | N |  | N |  | N |  | N |  | N | Prior to FY1415=NOT required | 10
R0173 | 03-04 | 2006-08-01 06:00 | 2009-08-01 |  | Research | Research |  |  | Gamma Air & Stack Monitoring System | Gamma Air & Stack Monitoring System | WMIC | Wolfson Molecular Imaging Centre |  |  | 1 Good | 2 Good | 1 Dedicated to particular experiment | 0 | MHS | Cancer & Enabling Sciences | [11 empty] | LE00117 | LE00117 | 9011 | LE00117 | 6500 | 9013 | 00 | 14983.3 | 14983.3 | 0 | 0 | 0 | 14983.3 | [12 empty] | 14983.3 | 14983.3 |  | 0 | [23 empty] | 14983.3 | 36 | 3 | Equipment acquired for specific research projects |  | N |  | N |  | N |  | N |  | N | Prior to FY1415=NOT required | 10
R0174 | 03-04 | 2006-08-01 06:00 | 2009-08-01 |  | Research | Research |  |  | Clean Room & Hot Cells | Clean Room & Hot Cells | WMIC | Wolfson Molecular Imaging Centre |  |  | 1 Good | 2 Good | 1 Dedicated to particular experiment | 0 | MHS | Cancer & Enabling Sciences | [11 empty] | LE00117 | LE00117 | 9011 | LE00117 | 6500 | 9013 | 00 | 54000 | 54000 | 0 | 0 | 0 | 54000 | [12 empty] | 54000 | 54000 |  | 0 | [23 empty] | 54000 | 36 | 3 | Equipment acquired for specific research projects |  | N |  | N |  | N |  | N |  | N | Prior to FY1415=NOT required | 10
R0175 | 03-04 | 2006-08-01 06:00 | 2009-08-01 |  | Research | Research |  |  | Clean Room & Hot Cells | Clean Room & Hot Cells | WMIC | Wolfson Molecular Imaging Centre |  |  | 1 Good | 2 Good | 1 Dedicated to particular experiment | 0 | MHS | Cancer & Enabling Sciences | [11 empty] | LE00117 | LE00117 | 9011 | LE00117 | 6500 | 9013 | 00 | 54000 | 54000 | 0 | 0 | 0 | 54000 | [12 empty] | 54000 | 54000 |  | 0 | [23 empty] | 54000 | 36 | 3 | Equipment acquired for specific research projects |  | N |  | N |  | N |  | N |  | N | Prior to FY1415=NOT required | 10
R0176 | 03-04 | 2006-08-01 06:00 | 2009-08-01 |  | Research | Research |  |  | Clean Room & Hot Cells | Clean Room & Hot Cells | WMIC | Wolfson Molecular Imaging Centre |  |  | 1 Good | 2 Good | 1 Dedicated to particular experiment | 0 | MHS | Cancer & Enabling Sciences | [11 empty] | LE00117 | LE00117 | 9011 | LE00117 | 6500 | 9013 | 00 | 216000 | 216000 | 0 | 0 | 0 | 216000 | [12 empty] | 216000 | 216000 |  | 0 | [23 empty] | 216000 | 36 | 3 | Equipment acquired for specific research projects |  | N |  | N |  | N |  | N |  | N | Prior to FY1415=NOT required | 10
R0177 | 03-04 | 2006-08-01 06:00 | 2009-08-01 |  | Research | Research |  |  | Gamma Air & Stack Monitoring System | Gamma Air & Stack Monitoring System | WMIC | Wolfson Molecular Imaging Centre |  |  | 1 Good | 2 Good | 1 Dedicated to particular experiment | 0 | MHS | Cancer & Enabling Sciences | [11 empty] | LE00117 | LE00117 | 9011 | LE00117 | 6500 | 9013 | 00 | 14983.3 | 14983.3 | 0 | 0 | 0 | 14983.3 | [12 empty] | 14983.3 | 14983.3 |  | 0 | [23 empty] | 14983.3 | 36 | 3 | Equipment acquired for specific research projects |  | N |  | N |  | N |  | N |  | N | Prior to FY1415=NOT required | 10
R0178 | 03-04 | 2006-08-01 06:00 | 2009-08-01 |  | Research | Research | Akta |  | Akta FPLC chromatography system | Akta FPLC chromatography system | Stopford Building | Stopford Building | E Bichenkova | E Bichenkova | 1 Good | 2 Good | 3 Research and Teaching | 0.2 | MHS | Pharmacy |  |  | 3l5 | 3. Materials Characterisation | L. Chemical Analysis | 5. Chromatography | [5 empty] | LE00116 | LE00116 | 9011 | LE00116 | 6500 | 9013 | 00 | 26111.8 | 26111.8 | 0 | 0 | 0 | 26111.8 | [12 empty] | 26111.8 | 26111.8 |  | 0 | [23 empty] | 26111.8 | 36 | 3 | Equipment acquired for specific research projects |  | N |  | N |  | N |  | N |  | N | Prior to FY1415=NOT required | 3
R0179 | 03-04 | 2006-08-01 06:00 | 2009-08-01 |  | Research | Research |  |  | Clean Room & Dose Calibrator Systems | Clean Room & Dose Calibrator Systems | WMIC | Wolfson Molecular Imaging Centre |  |  | 1 Good | 2 Good | 1 Dedicated to particular experiment | 0 | MHS | Cancer & Enabling Sciences | [11 empty] | LE00117 | LE00117 | 9011 | LE00117 | 6500 | 9013 | 00 | 20032.95 | 20032.95 | 0 | 0 | 0 | 20032.95 | [12 empty] | 20032.95 | 20032.95 |  | 0 | [23 empty] | 20032.95 | 36 | 3 | Equipment acquired for specific research projects |  | N |  | N |  | N |  | N |  | N | Prior to FY1415=NOT required | 10
R0180 | 03-04 | 2006-08-01 06:00 | 2009-08-01 |  | Research | Research |  |  | Superconducting Magnet | Superconducting Magnet | Schuster Nano Lab | Schuster Building | Andre Geim | Andre Geim | 1 Good | 2 Good | 1 Dedicated to particular experiment | 0 | EPS | Physics |  |  | 6D6 | 6. Infrastructure | D. Laboratory | 6. Electromagnetic Screening |  |  |  | Data confirmed as part of data cleanse exercise (March 2015). Asset not physically verified. |  | LE00109 | LE00109 | 9011 | LE00109 | 6500 | 9013 | 00 | 19661.86 | 19661.86 | 0 | 0 | 0 | 19661.86 | [12 empty] | 19661.86 | 19661.86 |  | 0 | [23 empty] | 19661.86 | 36 | 3 | Equipment acquired for specific research projects |  | N |  | N |  | N |  | N |  | N | Prior to FY1415=NOT required | 4
R0181 | 03-04 | 2006-08-01 06:00 | 2009-08-01 |  | Research | Research |  |  | Smartebic system | Smartebic system | Materials Science Building A8 | Materials Science Building | [5 empty] | 0 | EPS | Materials | [7 empty] | yes | 2015-07-01 | PAUL JORDAN/JOHN GOODIER | as per Jun'15 verification exercise for FY14-15 YrEnd | LE00107 | LE00107 | 9011 | LE00107 | 6500 | 9013 | 00 | 27072 | 27072 | 0 | 0 | 0 | 27072 | [12 empty] | 27072 | 27072 |  | 0 | [23 empty] | 27072 | 36 | 3 | Equipment acquired for specific research projects |  | N |  | N |  | N |  | N |  | Y |  | 13
R0182 | 03-04 | 2006-08-01 06:00 | 2009-08-01 |  | Research | Research | Roper Scientific |  | Roper cascade camera | Roper cascade camera | Michael Smith Building B1066 | Michael Smith Building | Peter March | Peter March | 1 Good | 1 State of art | 2 General purpose research | 0.3 | FLS | Life Sciences |  | Bioimaging Facility | 3d1 | 3. Materials Characterisation | D. Optical Microscopy | 1. Confocal | [5 empty] | LE00111 | LE00111 | 9011 | LE00111 | 6500 | 9013 | 00 | 48079 | 48079 | 0 | 0 | 0 | 48079 | [12 empty] | 48079 | 48079 |  | 0 | [23 empty] | 48079 | 36 | 3 | Equipment acquired for specific research projects |  | N |  | N |  | N |  | N |  | N | Prior to FY1415=NOT required | 2
R0183 | 03-04 | 2006-08-01 06:00 | 2009-08-01 |  | Research | Research | Malvern |  | Viscotek triple detection GPC system | Triple detection GPC | OMIC (Price/Nixon) |  | Keith Nixon | Mike Turner | 1 Good | 1 State of art | 1 Dedicated to particular experiment | 0.1 | EPS | Chemistry |  |  | 3l5 | 3. Materials Characterisation | L. Chemical Analysis | 5. Chromatography |  |  |  | Data confirmed as part of data cleanse exercise (March 2015). Asset not physically verified. |  | LE00103 | LE00103 | 9011 | LE00103 | 6500 | 9013 | 00 | 75200 | 75200 | 0 | 0 | 0 | 75200 | [12 empty] | 75200 | 75200 |  | 0 | [23 empty] | 75200 | 36 | 3 | Equipment acquired for specific research projects |  | N |  | N |  | N |  | N |  | N | Prior to FY1415=NOT required | 4
R0184 | 03-04 | 2006-08-01 06:00 | 2009-08-01 |  | Research | Research |  |  | Electrothermal Mechanical Test system | ETMT Electrothermal Mechanical Test system | Materials Science Building A34 | Materials Science Building | Stuart Morse | Philip Withers |  |  |  | 0 | EPS | Materials |  |  | 3K3 | 3. Materials Characterisation | K. Mechanical Properties | 3. Load |  | yes | 2015-07-01 | PAUL JORDAN/JOHN GOODIER | as per Jun'15 verification exercise for FY14-15 YrEnd | LE00107 | LE00107 | 9011 | LE00107 | 6500 | 9013 | 00 | 37600 | 37600 | 0 | 0 | 0 | 37600 | [12 empty] | 37600 | 37600 |  | 0 | [23 empty] | 37600 | 36 | 3 | Equipment acquired for specific research projects |  | N |  | N |  | N |  | N |  | Y |  | 7
R0185 | 03-04 | 2006-08-01 06:00 | 2009-08-01 |  | Research | Research |  |  | Clean Room & Dose Calibrator Systems | Clean Room & Dose Calibrator Systems | WMIC | Wolfson Molecular Imaging Centre |  |  | 1 Good | 2 Good | 1 Dedicated to particular experiment | 0 | MHS | Cancer & Enabling Sciences | [11 empty] | LE00117 | LE00117 | 9011 | LE00117 | 6500 | 9013 | 00 | 0 | 0 | 0 | 0 | 0 | 0 | [12 empty] | 0 | 0 |  | 0 | [23 empty] | 0 | 36 | 3 | Equipment acquired for specific research projects |  | N |  | N |  | N |  | N |  | N | Prior to FY1415=NOT required | 10
R0186 | 03-04 | 2006-08-01 06:00 | 2009-08-01 |  | Research | Research |  |  | Inverted Microscope System | Inverted Microscope System | School request write off | [7 empty] | FLS | Life Sciences | [11 empty] | LE00111 | LE00111 | 9011 | LE00111 | 6500 | 9013 | 00 | 11274.12 | 11274.12 | 0 | 0 | 0 | 11274.12 | [12 empty] | 11274.12 | 11274.12 |  | 0 | [23 empty] | 11274.12 | 36 | 3 | Equipment acquired for specific research projects |  | N |  | N |  | N |  | N |  | N | Prior to FY1415=NOT required | 15
R0187 | 03-04 | 2006-08-01 06:00 | 2009-08-01 |  | Research | Research |  |  | Inverted Microscope System | Inverted Microscope System | School request write off | [7 empty] | FLS | Life Sciences | [11 empty] | LE00111 | LE00111 | 9011 | LE00111 | 6500 | 9013 | 00 | 33416.76 | 33416.76 | 0 | 0 | 0 | 33416.76 | [12 empty] | 33416.76 | 33416.76 |  | 0 | [23 empty] | 33416.76 | 36 | 3 | Equipment acquired for specific research projects |  | N |  | N |  | N |  | N |  | N | Prior to FY1415=NOT required | 15
R0188 | 03-04 | 2006-08-01 06:00 | 2009-08-01 |  | Research | Research | FMS |  | Particle Counter System | Particle Counter System | WMIC | Wolfson Molecular Imaging Centre | Adam McMahon | Adam McMahon | 1 Good | 2 Good | 1 Dedicated to particular experiment | 0 | MHS | Cancer & Enabling Sciences |  | WMIC/PICR | 6d3 | 6. Infrastructure | D. Laboratory | 3. Controlled Environment | [5 empty] | LE00117 | LE00117 | 9011 | LE00117 | 6500 | 9013 | 00 | 19519 | 19519 | 0 | 0 | 0 | 19519 | [12 empty] | 19519 | 19519 |  | 0 | [23 empty] | 19519 | 36 | 3 | Equipment acquired for specific research projects |  | N |  | N |  | N |  | N |  | N | Prior to FY1415=NOT required | 2
R0189 | 03-04 | 2006-08-01 06:00 | 2009-08-01 |  | Research | Research | Veeco |  | surface profile measuring system | Dektak 8 Program surface profile measuring system | OMIC (Price) |  | Keith Nixon | Mike Turner | 1 Good | 2 Good | 2 General purpose research | 0.1 | EPS | Chemistry |  |  | 3f1 | 3. Materials Characterisation | F. Surface Probe Microscopy | 1. Atomic Force |  |  |  | Data confirmed as part of data cleanse exercise (March 2015). Asset not physically verified. |  | LE00103 | LE00103 | 9011 | LE00103 | 6500 | 9013 | 00 | 52895.5 | 52895.5 | 0 | 0 | 0 | 52895.5 | [12 empty] | 52895.5 | 52895.5 |  | 0 | [23 empty] | 52895.5 | 36 | 3 | Equipment acquired for specific research projects |  | N |  | N |  | N |  | N |  | N | Prior to FY1415=NOT required | 4
R0190 | 03-04 | 2006-08-01 06:00 | 2009-08-01 |  | Research | Research | Perkin Elmer |  | Diamond DSC Subambient LAB System | Differential scanning Calorimetry | Mass Spectometry (Boote) |  | Martin Jennings | Mike Turner | 1 Good | 2 Good | 2 General purpose research | 0.2 | EPS | Chemistry |  | Micro Analysishttp://www.chemistry.manchester.ac.uk/research/facilities/manal/ | 3m3 | 3. Materials Characterisation | M. Physical Properties | 3. Thermal |  |  |  | Data confirmed as part of data cleanse exercise (March 2015). Asset not physically verified. |  | LE00103 | LE00103 | 9011 | LE00103 | 6500 | 9013 | 00 | 48927.44 | 48927.44 | 0 | 0 | 0 | 48927.44 | [12 empty] | 48927.44 | 48927.44 |  | 0 | [23 empty] | 48927.44 | 36 | 3 | Equipment acquired for specific research projects |  | N |  | N |  | N |  | N |  | N | Prior to FY1415=NOT required | 3
R0191 | 03-04 | 2006-08-01 06:00 | 2009-08-01 |  | Research | Research |  |  | Exogam clover detector | Exogam clover detector | Nuclear Group- Chicago |  | S Freeman | [5 empty] | EPS | Physics | [11 empty] | LE00109 | LE00109 | 9011 | LE00109 | 6500 | 9013 | 00 | 85187.5 | 85187.5 | 0 | 0 | 0 | 85187.5 | [12 empty] | 85187.5 | 85187.5 |  | 0 | [23 empty] | 85187.5 | 36 | 3 | Equipment acquired for specific research projects |  | N |  | N |  | N |  | N |  | N | Prior to FY1415=NOT required | 14
R0192 | 03-04 | 2006-08-01 06:00 | 2009-08-01 |  | Research | Research | Agilent |  | Spectrophotometer | Cary Eclipse Flourescent Spectrophotometer | OMIC (Price) |  | Keith Nixon | Mike Turner | 1 Good | 2 Good | 2 General purpose research | 0.1 | EPS | Chemistry |  |  | 3a7 | 3. Materials Characterisation | A. Spectroscopy | 7. Fluorescence |  |  |  | Data confirmed as part of data cleanse exercise (March 2015). Asset not physically verified. |  | LE00103 | LE00103 | 9011 | LE00103 | 6500 | 9013 | 00 | 50462.44 | 50462.44 | 0 | 0 | 0 | 50462.44 | [12 empty] | 50462.44 | 50462.44 |  | 0 | [23 empty] | 50462.44 | 36 | 3 | Equipment acquired for specific research projects |  | N |  | N |  | N |  | N |  | N | Prior to FY1415=NOT required | 4
R0193 | 03-04 | 2006-08-01 06:00 | 2009-08-01 |  | Research | Research | Gilson |  | Gilson Preparative System | Analytical/Prep HPLC | OMIC (Price) |  | Keith Nixon | Mike Turner | 1 Good | 2 Good | 2 General purpose research | 0 | EPS | Chemistry |  |  | 3l5 | 3. Materials Characterisation | L. Chemical Analysis | 5. Chromatography |  |  |  | Data confirmed as part of data cleanse exercise (March 2015). Asset not physically verified. |  | LE00103 | LE00103 | 9011 | LE00103 | 6500 | 9013 | 00 | 55635.1 | 55635.1 | 0 | 0 | 0 | 55635.1 | [12 empty] | 55635.1 | 55635.1 |  | 0 | [23 empty] | 55635.1 | 36 | 3 | Equipment acquired for specific research projects |  | N |  | N |  | N |  | N |  | N | Prior to FY1415=NOT required | 4
R0194 | 03-04 | 2006-08-01 06:00 | 2009-08-01 |  | Research | Research |  |  | Exogam clover detector | Exogam clover detector | Nuclear Group- Chicago |  | S Freeman | [5 empty] | EPS | Physics | [11 empty] | LE00109 | LE00109 | 9011 | LE00109 | 6500 | 9013 | 00 | 17037.5 | 17037.5 | 0 | 0 | 0 | 17037.5 | [12 empty] | 17037.5 | 17037.5 |  | 0 | [23 empty] | 17037.5 | 36 | 3 | Equipment acquired for specific research projects |  | N |  | N |  | N |  | N |  | N | Prior to FY1415=NOT required | 14
R0195 | 03-04 | 2006-08-01 06:00 | 2009-08-01 |  | Research | Research |  |  | Animal Camera | Animal Camera | WMIC | Wolfson Molecular Imaging Centre | [6 empty] | MHS | Cancer & Enabling Sciences | [11 empty] | LE00117 | LE00117 | 9011 | LE00117 | 6500 | 9013 | 00 | 137000 | 137000 | 0 | 0 | 0 | 137000 | [12 empty] | 137000 | 137000 |  | 0 | [23 empty] | 137000 | 36 | 3 | Equipment acquired for specific research projects |  | N |  | N |  | N |  | N |  | N | Prior to FY1415=NOT required | 14
R0196 | 03-04 | 2006-08-01 06:00 | 2009-08-01 |  | Research | Research |  |  | Clean Room & Hot Cells | Clean Room & Hot Cells | WMIC | Wolfson Molecular Imaging Centre |  |  | 1 Good | 2 Good | 1 Dedicated to particular experiment | 0 | MHS | Cancer & Enabling Sciences | [11 empty] | LE00117 | LE00117 | 9011 | LE00117 | 6500 | 9013 | 00 | 0 | 0 | 0 | 0 | 0 | 0 | [12 empty] | 0 | 0 |  | 0 | [23 empty] | 0 | 36 | 3 | Equipment acquired for specific research projects |  | N |  | N |  | N |  | N |  | N | Prior to FY1415=NOT required | 10
R0197 | 03-04 | 2006-08-01 06:00 | 2009-08-01 |  | Research | Research |  |  | Clean Room & Dose Calibrator Systems | Clean Room & Dose Calibrator Systems | WMIC | Wolfson Molecular Imaging Centre |  |  | 2 Adequate | 3 Adequate | 1 Dedicated to particular experiment | 0 | MHS | Cancer & Enabling Sciences | [11 empty] | LE00117 | LE00117 | 9011 | LE00117 | 6500 | 9013 | 00 | 13355.3 | 13355.3 | 0 | 0 | 0 | 13355.3 | [12 empty] | 13355.3 | 13355.3 |  | 0 | [23 empty] | 13355.3 | 36 | 3 | Equipment acquired for specific research projects |  | N |  | N |  | N |  | N |  | N | Prior to FY1415=NOT required | 10
R0198 | 03-04 | 2006-08-01 06:00 | 2009-08-01 |  | Research | Research |  |  | Cyan LX 216, 2 Laser 6 Colour | Cyan LX 216, 2 Laser 6 Colour | Michael Smith Building | Michael Smith Building | [5 empty] | 0 | FLS | Life Sciences |  |  | 2e1 | 2. Process Equipment – Biological | E. Characterisation | 1. Fluorescent Readers | [5 empty] | LE00111 | LE00111 | 9011 | LE00111 | 6500 | 9013 | 00 | 65000 | 65000 | 0 | 0 | 0 | 65000 | [12 empty] | 65000 | 65000 |  | 0 | [23 empty] | 65000 | 36 | 3 | Equipment acquired for specific research projects |  | N |  | N |  | N |  | N |  | N | Prior to FY1415=NOT required | 9
R0199 | 03-04 | 2006-08-01 06:00 | 2009-08-01 |  | Research | Research |  |  | Thin Film Deposition System | Auto 306 Thin Film Deposition System | Michael Smith Building | Michael Smith Building | [5 empty] | 0 | FLS | Life Sciences |  |  | 1a1 | 1. Process Equipment – Physical | A. Thin Film Deposition | 1. Evaporator | [5 empty] | LE00111 | LE00111 | 9011 | LE00111 | 6500 | 9013 | 00 | 30375 | 30375 | 0 | 0 | 0 | 30375 | [12 empty] | 30375 | 30375 |  | 0 | [23 empty] | 30375 | 36 | 3 | Equipment acquired for specific research projects |  | N |  | N |  | N |  | N |  | N | Prior to FY1415=NOT required | 9
R0200 | 03-04 | 2006-08-01 06:00 | 2009-08-01 |  | Research | Research |  |  | Superconducting Magnet | Superconducting Magnet | Schuster Nano Lab | Schuster Building | Andre Geim | Andre Geim | 1 Good | 2 Good | 1 Dedicated to particular experiment | 0 | EPS | Physics |  |  | 6D6 | 6. Infrastructure | D. Laboratory | 6. Electromagnetic Screening |  |  |  | Data confirmed as part of data cleanse exercise (March 2015). Asset not physically verified. |  | LE00109 | LE00109 | 9011 | LE00109 | 6500 | 9013 | 00 | 19661.86 | 19661.86 | 0 | 0 | 0 | 19661.86 | [12 empty] | 19661.86 | 19661.86 |  | 0 | [23 empty] | 19661.86 | 36 | 3 | Equipment acquired for specific research projects |  | N |  | N |  | N |  | N |  | N | Prior to FY1415=NOT required | 4
R0201 | 03-04 | 2006-08-01 06:00 | 2009-08-01 |  | Research | Research | Zeiss |  | Confocal Microscope | Confocal Microscope | Stopford Building | Stopford Building | A Pluen | A Pluen | 1 Good | 2 Good | 3 Research and Teaching | 0.2 | MHS | Pharmacy |  |  | 3d1 | 3. Materials Characterisation | D. Optical Microscopy | 1. Confocal | [5 empty] | LE00116 | LE00116 | 9011 | LE00116 | 6500 | 9013 | 00 | 150000 | 150000 | 0 | 0 | 0 | 150000 | [12 empty] | 150000 | 150000 |  | 0 | [23 empty] | 150000 | 36 | 3 | Equipment acquired for specific research projects |  | N |  | N |  | N |  | N |  | N | Prior to FY1415=NOT required | 3
R0202 | 03-04 | 2006-08-01 06:00 | 2009-08-01 |  | Research | Research | Zeiss |  | Confocal Microscope | Confocal Microscope | Stopford Building | Stopford Building | A Pluen | A Pluen | 1 Good | 2 Good | 3 Research and Teaching | 0.2 | MHS | Pharmacy |  |  | 3d1 | 3. Materials Characterisation | D. Optical Microscopy | 1. Confocal | [5 empty] | LE00116 | LE00116 | 9011 | LE00116 | 6500 | 9013 | 00 | 100000 | 100000 | 0 | 0 | 0 | 100000 | [12 empty] | 100000 | 100000 |  | 0 | [23 empty] | 100000 | 36 | 3 | Equipment acquired for specific research projects |  | N |  | N |  | N |  | N |  | N | Prior to FY1415=NOT required | 3
R0203 | 03-04 | 2006-08-01 06:00 | 2009-08-01 |  | Research | Research |  |  | Computer Infrastructure | Computer Infrastructure | Michael Smith Building | Michael Smith Building | [5 empty] | 0 | FLS | Life Sciences |  |  | 6a5 | 6. Infrastructure | A. IT | 5. Data Management | [5 empty] | LE00111 | LE00111 | 9011 | LE00111 | 6500 | 9013 | 00 | 122000 | 122000 | 0 | 0 | 0 | 122000 | [12 empty] | 122000 | 122000 |  | 0 | [23 empty] | 122000 | 36 | 3 | Equipment acquired for specific research projects |  | N |  | N |  | N |  | N |  | N | Prior to FY1415=NOT required | 9
R0204 | 03-04 | 2006-08-01 06:00 | 2009-08-01 |  | Research | Research | Zeiss |  | Zeiss Axiovert | Zeiss Axiovert | [7 empty] | 0 | FLS | Life Sciences |  |  | 3d3 | 3. Materials Characterisation | D. Optical Microscopy | 3. Transmission | [5 empty] | LE00111 | LE00111 | 9011 | LE00111 | 6500 | 9013 | 00 | 34867.21 | 34867.21 | 0 | 0 | 0 | 34867.21 | [12 empty] | 34867.21 | 34867.21 |  | 0 | [23 empty] | 34867.21 | 36 | 3 | Equipment acquired for specific research projects |  | N |  | N |  | N |  | N |  | N | Prior to FY1415=NOT required | 10
R0205 | 03-04 | 2006-08-01 06:00 | 2009-08-01 |  | Research | Research |  |  | Research Fractionation System | Research Fractionation System | [7 empty] | 0 | FLS | Life Sciences |  |  | 3l2 | 3. Materials Characterisation | L. Chemical Analysis | 2. Distillation Analysis | [5 empty] | LE00111 | LE00111 | 9011 | LE00111 | 6500 | 9013 | 00 | 10277.5 | 10277.5 | 0 | 0 | 0 | 10277.5 | [12 empty] | 10277.5 | 10277.5 |  | 0 | [23 empty] | 10277.5 | 36 | 3 | Equipment acquired for specific research projects |  | N |  | N |  | N |  | N |  | N | Prior to FY1415=NOT required | 11
R0206 | 03-04 | 2006-08-01 06:00 | 2009-08-01 |  | Research | Research | Olympus |  | Olympus IXON Electron CCD | Olympus IXON Electron CCD | [7 empty] | 0 | FLS | Life Sciences |  |  | 3d3 | 3. Materials Characterisation | D. Optical Microscopy | 3. Transmission | [5 empty] | LE00111 | LE00111 | 9011 | LE00111 | 6500 | 9013 | 00 | 7078.75 | 7078.75 | 0 | 0 | 0 | 7078.75 | [12 empty] | 7078.75 | 7078.75 |  | 0 | [23 empty] | 7078.75 | 36 | 3 | Equipment acquired for specific research projects |  | N |  | N |  | N |  | N |  | N | Prior to FY1415=NOT required | 10
R0207 | 03-04 | 2006-08-01 06:00 | 2009-08-01 |  | Research | Research | Malvern |  | laser kit | Zetasizer Nano S size laser kit | [7 empty] | 0 | FLS | Life Sciences |  |  | 3b3 | 3. Materials Characterisation | B. Spectrometry | 3. Mass Spectrometry | [5 empty] | LE00111 | LE00111 | 9011 | LE00111 | 6500 | 9013 | 00 | 22660 | 22660 | 0 | 0 | 0 | 22660 | [12 empty] | 22660 | 22660 |  | 0 | [23 empty] | 22660 | 36 | 3 | Equipment acquired for specific research projects |  | N |  | N |  | N |  | N |  | N | Prior to FY1415=NOT required | 10
R0208 | 03-04 | 2006-08-01 06:00 | 2009-08-01 |  | Research | Research | Gilson |  | Gilson Preparative System | Gilson Preparative System | [7 empty] | 0 | FLS | Life Sciences |  |  | 3l5 | 3. Materials Characterisation | L. Chemical Analysis | 5. Chromatography | [5 empty] | LE00111 | LE00111 | 9011 | LE00111 | 6500 | 9013 | 00 | 26424.98 | 26424.98 | 0 | 0 | 0 | 26424.98 | [12 empty] | 26424.98 | 26424.98 |  | 0 | [23 empty] | 26424.98 | 36 | 3 | Equipment acquired for specific research projects |  | N |  | N |  | N |  | N |  | N | Prior to FY1415=NOT required | 10
R0209 | 03-04 | 2006-08-01 06:00 | 2009-08-01 |  | Research | Research | Biotek Instruments |  | Synergy HT Multi Detection Microplate | Northstar - Synergy HT Multi Detection Microplate |  |  | Marie Goldrick |  |  |  |  | 0 | FLS | Life Sciences |  |  | 2e5 | 2. Process Equipment – Biological | E. Characterisation | 5. Plate Readers | [5 empty] | LE00111 | LE00111 | 9011 | LE00111 | 6500 | 9013 | 00 | 17350 | 17350 | 0 | 0 | 0 | 17350 | [12 empty] | 17350 | 17350 |  | 0 | [23 empty] | 17350 | 36 | 3 | Equipment acquired for specific research projects |  | N |  | N |  | N |  | N |  | N | Prior to FY1415=NOT required | 9
R0210 | 03-04 | 2006-08-01 06:00 | 2009-08-01 |  | Research | Research | GE Healthcare |  | Chromatography System | Amersham - AKTA FPLC Chromatography System |  |  | Tom Jowitt |  |  |  |  | 0 | FLS | Life Sciences |  |  | 3l5 | 3. Materials Characterisation | L. Chemical Analysis | 5. Chromatography | [5 empty] | LE00111 | LE00111 | 9011 | LE00111 | 6500 | 9013 | 00 | 24031 | 24031 | 0 | 0 | 0 | 24031 | [12 empty] | 24031 | 24031 |  | 0 | [23 empty] | 24031 | 36 | 3 | Equipment acquired for specific research projects |  | N |  | N |  | N |  | N |  | N | Prior to FY1415=NOT required | 9
R0211 | 03-04 | 2006-08-01 06:00 | 2009-08-01 |  | Research | Research |  |  | Spectrometer | Biotools - ROA Spectrometer | [7 empty] | 0 | FLS | Life Sciences |  |  | 3b1 | 3. Materials Characterisation | B. Spectrometry | 1. Spectrophotometry | [5 empty] | LE00111 | LE00111 | 9011 | LE00111 | 6500 | 9013 | 00 | 47805.36 | 47805.36 | 0 | 0 | 0 | 47805.36 | [12 empty] | 47805.36 | 47805.36 |  | 0 | [23 empty] | 47805.36 | 36 | 3 | Equipment acquired for specific research projects |  | N |  | N |  | N |  | N |  | N | Prior to FY1415=NOT required | 11
R0212 | 03-04 | 2006-08-01 06:00 | 2009-08-01 |  | Research | Research |  |  | Fluorescence Microscope | Fluorescence Microscope | MIB | MIB Building |  |  | 1 Good | 2 Good | 3 Research and Teaching | 0 | EPS | CEAS |  |  | 3D7 | 3. Materials Characterisation | D. Optical Microscopy | 7. Fluorescence |  | yes | 2015-07-01 | GARY BURNS | as per Jun'15 verification exercise for FY14-15 YrEnd | LE00102 | LE00102 | 9011 | LE00102 | 6500 | 9013 | 00 | 12207.79 | 12207.79 | 0 | 0 | 0 | 12207.79 | [12 empty] | 12207.79 | 12207.79 |  | 0 | [23 empty] | 12207.79 | 36 | 3 | Equipment acquired for specific research projects |  | N |  | N |  | N |  | N |  | Y |  | 6
R0213 | 03-04 | 2006-08-01 06:00 | 2009-08-01 |  | Research | Research |  |  | Beowulf Cluster | Beowulf Cluster | C68 Jackson Mill | The Mill |  |  | 3 Poor - Inoperable |  |  | 0 | EPS | CEAS | [7 empty] | yes | 2015-07-01 | GARY BURNS | as per Jun'15 verification exercise for FY14-15 YrEnd | LE00102 | LE00102 | 9011 | LE00102 | 6500 | 9013 | 00 | 33636.73 | 33636.73 | 0 | 0 | 0 | 33636.73 | [12 empty] | 33636.73 | 33636.73 |  | 0 | [23 empty] | 33636.73 | 36 | 3 | Equipment acquired for specific research projects |  | N |  | N |  | N |  | N |  | Y |  | 12
R0214 | 03-04 | 2006-08-01 06:00 | 2009-08-01 |  | Research | Research |  |  | Compusys - Cluster project | Compusys - Cluster project | C34 Jackson Mill | The Mill |  |  | 3 Poor - Inoperable |  |  | 0 | EPS | CEAS | [7 empty] | yes | 2015-07-01 | GARY BURNS | as per Jun'15 verification exercise for FY14-15 YrEnd | LE00102 | LE00102 | 9011 | LE00102 | 6500 | 9013 | 00 | 14471.3 | 14471.3 | 0 | 0 | 0 | 14471.3 | [12 empty] | 14471.3 | 14471.3 |  | 0 | [23 empty] | 14471.3 | 36 | 3 | Equipment acquired for specific research projects |  | N |  | N |  | N |  | N |  | Y |  | 12
R0215 | 03-04 | 2006-08-01 06:00 | 2009-08-01 |  | Research | Research |  |  | Hanau Analyser | Hanau Analyser | [7 empty] | 0 | EPS | CEAS | [9 empty] | Verified as part of data cleanse exercise (March 2015) |  | LE00102 | LE00102 | 9011 | LE00102 | 6500 | 9013 | 00 | 6760.95 | 6760.95 | 0 | 0 | 0 | 6760.95 | [12 empty] | 6760.95 | 6760.95 |  | 0 | [23 empty] | 6760.95 | 36 | 3 | Equipment acquired for specific research projects |  | N |  | N |  | N |  | N |  | N | Prior to FY1415=NOT required | 15
R0216 | 03-04 | 2006-08-01 06:00 | 2009-08-01 |  | Research | Research | Ionoptika |  | Ionoptika IOG 25 conversion | Ionoptika IOG 25 conversion | Transfers to CEAS (Prof Vickerman) | [6 empty] | 0 | EPS | CEAS | [9 empty] | Verified as part of data cleanse exercise (March 2015) |  | LE00102 | LE00102 | 9011 | LE00102 | 6500 | 9013 | 00 | 8029.72 | 8029.72 | 0 | 0 | 0 | 8029.72 | [12 empty] | 8029.72 | 8029.72 |  | 0 | [23 empty] | 8029.72 | 36 | 3 | Equipment acquired for specific research projects |  | N |  | N |  | N |  | N |  | N | Prior to FY1415=NOT required | 13
R0217 | 03-04 | 2006-08-01 06:00 | 2009-08-01 |  | Research | Research | AB Sciex |  | Omaldi 11 | Christie Hospital NHS Trust - Omaldi 11 | Paterson Institute (Prof Gaskell) | Paterson Building | [5 empty] | 0 | MHS | Cancer & Enabling Sciences |  |  | 3B3 | 3. Materials Characterisation | B. Spectrometry | 3. Mass Spectrometry | [5 empty] | LE00101 | LE00101 | 9011 | LE00101 | 6500 | 9013 | 00 | 0 | 0 | 0 | 0 | 0 | 0 | [12 empty] | 0 | 0 |  | 0 | [23 empty] | 0 | 36 | 3 | Equipment acquired for specific research projects |  | N |  | N |  | N |  | N |  | N | Prior to FY1415=NOT required | 8
R0218 | 03-04 | 2006-08-01 06:00 | 2009-08-01 |  | Research | Research |  |  | IR Cell and coupling | IR Cell and coupling | Transfers to CEAS (Dr Gardner) | [6 empty] | 0 | EPS | CEAS | [9 empty] | Verified as part of data cleanse exercise (March 2015) |  | LE00102 | LE00102 | 9011 | LE00102 | 6500 | 9013 | 00 | 7755 | 7755 | 0 | 0 | 0 | 7755 | [12 empty] | 7755 | 7755 |  | 0 | [23 empty] | 7755 | 36 | 3 | Equipment acquired for specific research projects |  | N |  | N |  | N |  | N |  | N | Prior to FY1415=NOT required | 14
R0219 | 03-04 | 2006-08-01 06:00 | 2009-08-01 |  | Research | Research |  |  | Reconfig UHV surface analysis | Reconfig UHV surface analysis | Transfers to CEAS (Dr Gardner) | [6 empty] | 0 | EPS | CEAS | [9 empty] | Verified as part of data cleanse exercise (March 2015) |  | LE00102 | LE00102 | 9011 | LE00102 | 6500 | 9013 | 00 | 12701.75 | 12701.75 | 0 | 0 | 0 | 12701.75 | [12 empty] | 12701.75 | 12701.75 |  | 0 | [23 empty] | 12701.75 | 36 | 3 | Equipment acquired for specific research projects |  | N |  | N |  | N |  | N |  | N | Prior to FY1415=NOT required | 14
R0220 | 03-04 | 2006-08-01 06:00 | 2009-08-01 |  | Research | Research | Isis |  | Unitron shaking incubator | Unitron shaking incubator | MIB Building (Dr Micklesfield) | MIB Building | Jason Micklefield | Jason Micklefield | 1 Good | 2 Good | 2 General purpose research | 0.1 | EPS | Chemistry |  |  | 2a4 | 2. Process Equipment – Biological | A. Growth and Manipulation | 4. Fermentology |  |  |  | Data confirmed as part of data cleanse exercise (March 2015). Asset not physically verified. |  | LE00110 | LE00110 | 9011 | LE00110 | 6500 | 9013 | 00 | 6800.24 | 6800.24 | 0 | 0 | 0 | 6800.24 | [12 empty] | 6800.24 | 6800.24 |  | 0 | [23 empty] | 6800.24 | 36 | 3 | Equipment acquired for specific research projects |  | N |  | N |  | N |  | N |  | N | Prior to FY1415=NOT required | 3
R0221 | 03-04 | 2006-08-01 06:00 | 2009-08-01 |  | Research | Research | Dionex |  | Switchos 2 micro column | Switchos 2 micro column | MIB Building (Prof Gaskell) | MIB Building | Jason Micklefield | Jason Micklefield | 1 Good | 2 Good | 2 General purpose research | 0.1 | EPS | Chemistry |  |  | 3l5 | 3. Materials Characterisation | L. Chemical Analysis | 5. Chromatography |  |  |  | Data confirmed as part of data cleanse exercise (March 2015). Asset not physically verified. |  | LE00110 | LE00110 | 9011 | LE00110 | 6500 | 9013 | 00 | 8729.6 | 8729.6 | 0 | 0 | 0 | 8729.6 | [12 empty] | 8729.6 | 8729.6 |  | 0 | [23 empty] | 8729.6 | 36 | 3 | Equipment acquired for specific research projects |  | N |  | N |  | N |  | N |  | N | Prior to FY1415=NOT required | 3
R0222 | 03-04 | 2006-08-01 06:00 | 2009-08-01 |  | Research | Research |  |  | VP-ITC Micro calorimeter | VP-ITC Micro calorimeter | School request write off | [7 empty] | EPS | Chemistry | [11 empty] | LE00103 | LE00103 | 9011 | LE00103 | 6500 | 9013 | 00 | 52700 | 52700 | 0 | 0 | 0 | 52700 | [12 empty] | 52700 | 52700 |  | 0 | [23 empty] | 52700 | 36 | 3 | Equipment acquired for specific research projects |  | N |  | N |  | N |  | N |  | N | Prior to FY1415=NOT required | 15
R0223 | 03-04 | 2006-08-01 06:00 | 2009-08-01 |  | Research | Research | Autolab |  | Basic autolab | Basic autolab | Chemistry Building 6th Floor (Dr Dryfe) | Chemistry Building | Robert Dryfe | Robert Dryfe | 2 Adequate | 3 Adequate | 1 Dedicated to particular experiment | 0 | EPS | Chemistry | [9 empty] | Data confirmed as part of data cleanse exercise (March 2015). Asset not physically verified. |  | LE00103 | LE00103 | 9011 | LE00103 | 6500 | 9013 | 00 | 12948.5 | 12948.5 | 0 | 0 | 0 | 12948.5 | [12 empty] | 12948.5 | 12948.5 |  | 0 | [23 empty] | 12948.5 | 36 | 3 | Equipment acquired for specific research projects |  | N |  | N |  | N |  | N |  | N | Prior to FY1415=NOT required | 7
R0224 | 03-04 | 2006-08-01 06:00 | 2009-08-01 |  | Research | Research | Evotec |  | Lab Dispenser | Evotec - Lab Dispenser Mona/Dina version 2.CFLA | Faraday Building H108 Prof Kell | Faraday Building | Dave Ellis | Douglas Kell | 1 Good | 2 Good | 4 Not used in past year | 1 | EPS | Chemistry |  |  | 1h1 | 1. Process Equipment – Physical | H. Sample Manipulation | 1. Robot |  |  |  | Data confirmed as part of data cleanse exercise (March 2015). Asset not physically verified. |  | LE00103 | LE00103 | 9011 | LE00103 | 6500 | 9013 | 00 | 137411.02 | 137411.02 | 0 | 0 | 0 | 137411.02 | [12 empty] | 137411.02 | 137411.02 |  | 0 | [23 empty] | 137411.02 | 36 | 3 | Equipment acquired for specific research projects |  | N |  | N |  | N |  | N |  | N | Prior to FY1415=NOT required | 3
R0225 | 03-04 | 2006-08-01 06:00 | 2009-08-01 |  | Research | Research | Evisa | Pegasus III | TOFMS Instrument | Pegasus III GC - TOFMS Instrument | Faraday Building G104 Prof kell | Faraday Building | Dave Ellis | Douglas Kell | 1 Good | 2 Good | 3 Research and Teaching | 0 | EPS | Chemistry |  |  | 3b3 | 3. Materials Characterisation | B. Spectrometry | 3. Mass Spectrometry |  |  |  | Data confirmed as part of data cleanse exercise (March 2015). Asset not physically verified. |  | LE00103 | LE00103 | 9011 | LE00103 | 6500 | 9013 | 00 | 119930 | 119930 | 0 | 0 | 0 | 119930 | [12 empty] | 119930 | 119930 |  | 0 | [23 empty] | 119930 | 36 | 3 | Equipment acquired for specific research projects |  | N |  | N |  | N |  | N |  | N | Prior to FY1415=NOT required | 2
R0226 | 03-04 | 2006-08-01 06:00 | 2009-08-01 |  | Research | Research | Gamry |  | Gamry Electrochemistry system | Gamry Electrochemistry system | Materials Science Building E10 | Materials Science Building | Michele Curioni | Michele Curioni | 1 Good | 1 State of art | 2 General purpose research | 0 | EPS | Materials |  |  | 3L8 | 3. Materials Characterisation | L. Chemical Analysis | 8. Electrochemical |  | yes | 2015-07-01 | PAUL JORDAN/JOHN GOODIER | as per Jun'15 verification exercise for FY14-15 YrEnd | LE00107 | LE00107 | 9011 | LE00107 | 6500 | 9013 | 00 | 9597.35 | 9597.35 | 0 | 0 | 0 | 9597.35 | [12 empty] | 9597.35 | 9597.35 |  | 0 | [23 empty] | 9597.35 | 36 | 3 | Equipment acquired for specific research projects |  | N |  | N |  | N |  | N |  | Y |  | 3
R0229 | 03-04 | 2006-08-01 06:00 | 2009-08-01 |  | Research | Research | Olympus |  | Stereo Microscope | Olympus - Stereo Microscope | Sackville St Building E26 | Sackville Street Building | Rob Sloan | Rob Sloan | 1 Good | 2 Good | 2 General purpose research | 0.2 | EPS | EEE |  |  | 3d1 | 3. Materials Characterisation | D. Optical Microscopy | 1. Confocal |  | yes | 2015-07-01 | Verified by Rob Sloan | as per Jun'15 verification exercise for FY14-15 YrEnd | LE00106 | LE00106 | 9011 | LE00106 | 6500 | 9013 | 00 | 5982.51 | 5982.51 | 0 | 0 | 0 | 5982.51 | [12 empty] | 5982.51 | 5982.51 |  | 0 | [23 empty] | 5982.51 | 36 | 3 | Equipment acquired for specific research projects |  | N |  | N |  | N |  | N |  | Y |  | 3
R0230 | 03-04 | 2006-08-01 06:00 | 2009-08-01 |  | Research | Research | Agilent | RF ECAL | RF ECAL Module | RF ECAL Module | E14 SSB (ref K Williams) | Sackville Street Building | Rob Sloan | Rob Sloan | 1 Good | 2 Good | 2 General purpose research | 0.2 | EPS | EEE |  |  | 4b2 | 4. Sample Measurement/Analysis | B. Electronic | 2. Microwave |  | yes | 2015-07-01 | Verified by Rob Sloan | as per Jun'15 verification exercise for FY14-15 YrEnd | LE00106 | LE00106 | 9011 | LE00106 | 6500 | 9013 | 00 | 6234.84 | 6234.84 | 0 | 0 | 0 | 6234.84 | [12 empty] | 6234.84 | 6234.84 |  | 0 | [23 empty] | 6234.84 | 36 | 3 | Equipment acquired for specific research projects |  | N |  | N |  | N |  | N |  | Y |  | 2
R0231 | 03-04 | 2006-08-01 06:00 | 2009-08-01 |  | Research | Research | C Frame |  | C Frame Electromagnetic | C Frame Electromagnetic etc. | Sackville St Building E26 | Sackville Street Building | Rob Sloan | Rob Sloan | 1 Good | 2 Good | 2 General purpose research | 0.2 | EPS | EEE |  |  | 4b2 | 4. Sample Measurement/Analysis | B. Electronic | 2. Microwave |  | yes | 2015-07-01 | Verified by Rob Sloan | as per Jun'15 verification exercise for FY14-15 YrEnd | LE00106 | LE00106 | 9011 | LE00106 | 6500 | 9013 | 00 | 6309.16 | 6309.16 | 0 | 0 | 0 | 6309.16 | [12 empty] | 6309.16 | 6309.16 |  | 0 | [23 empty] | 6309.16 | 36 | 3 | Equipment acquired for specific research projects |  | N |  | N |  | N |  | N |  | Y |  | 3
R0232 | 03-04 | 2006-08-01 06:00 | 2009-08-01 |  | Research | Research | Cascade |  | 3 probes | Cascade microtech - 3 probes | Sackville St Building E26 | Sackville Street Building | Rob Sloan | Rob Sloan | 2 Adequate | 3 Adequate | 2 General purpose research | 0 | EPS | EEE |  |  | 4b2 | 4. Sample Measurement/Analysis | B. Electronic | 2. Microwave |  | yes | 2015-07-01 | Verified by Rob Sloan | as per Jun'15 verification exercise for FY14-15 YrEnd | LE00106 | LE00106 | 9011 | LE00106 | 6500 | 9013 | 00 | 8872.43 | 8872.43 | 0 | 0 | 0 | 8872.43 | [12 empty] | 8872.43 | 8872.43 |  | 0 | [23 empty] | 8872.43 | 36 | 3 | Equipment acquired for specific research projects |  | N |  | N |  | N |  | N |  | Y |  | 3
R0234 | 03-04 | 2006-08-01 06:00 | 2009-08-01 |  | Research | Research | Agilent |  | vector signal generator | Agilent - vector signal generator | Sackville St Building E26 | Sackville Street Building | Rob Sloan | Rob Sloan | 1 Good | 2 Good | 1 Dedicated to particular experiment | 0 | EPS | EEE |  |  | 4b2 | 4. Sample Measurement/Analysis | B. Electronic | 2. Microwave |  | yes | 2015-07-01 | Verified by Rob Sloan | as per Jun'15 verification exercise for FY14-15 YrEnd | LE00106 | LE00106 | 9011 | LE00106 | 6500 | 9013 | 00 | 18945.74 | 18945.74 | 0 | 0 | 0 | 18945.74 | [12 empty] | 18945.74 | 18945.74 |  | 0 | [23 empty] | 18945.74 | 36 | 3 | Equipment acquired for specific research projects |  | N |  | N |  | N |  | N |  | Y |  | 3
R0235 | 03-04 | 2006-08-01 06:00 | 2009-08-01 |  | Research | Research | Agilent |  | vector signal analyser | Agilent - vector signal analyser | Sackville St Building E26 | Sackville Street Building | Rob Sloan | Rob Sloan | 1 Good | 2 Good | 1 Dedicated to particular experiment | 0 | EPS | EEE |  |  | 4b2 | 4. Sample Measurement/Analysis | B. Electronic | 2. Microwave |  | yes | 2015-07-01 | Verified by Rob Sloan | as per Jun'15 verification exercise for FY14-15 YrEnd | LE00106 | LE00106 | 9011 | LE00106 | 6500 | 9013 | 00 | 26502.81 | 26502.81 | 0 | 0 | 0 | 26502.81 | [12 empty] | 26502.81 | 26502.81 |  | 0 | [23 empty] | 26502.81 | 36 | 3 | Equipment acquired for specific research projects |  | N |  | N |  | N |  | N |  | Y |  | 3
R0236 | 03-04 | 2006-08-01 06:00 | 2009-08-01 |  | Research | Research | Agilent |  | ENA network analyser | ENA network analyser | Sackville St Building E26 | Sackville Street Building | Rob Sloan | Rob Sloan | 1 Good | 2 Good | 2 General purpose research | 0 | EPS | EEE |  |  | 4b2 | 4. Sample Measurement/Analysis | B. Electronic | 2. Microwave |  | yes | 2015-07-01 | Verified by Rob Sloan | as per Jun'15 verification exercise for FY14-15 YrEnd | LE00106 | LE00106 | 9011 | LE00106 | 6500 | 9013 | 00 | 29550.77 | 29550.77 | 0 | 0 | 0 | 29550.77 | [12 empty] | 29550.77 | 29550.77 |  | 0 | [23 empty] | 29550.77 | 36 | 3 | Equipment acquired for specific research projects |  | N |  | N |  | N |  | N |  | Y |  | 3
R0238 | 03-04 | 2006-08-01 06:00 | 2009-08-01 |  | Research | Research | Controlled Atmosphere |  | Flowcool chiller | Flowcool chiller | Sackville St Building A1 | Sackville Street Building | Judith Apsley | Judith Apsley | 2 Adequate | 3 Adequate | 1 Dedicated to particular experiment | 0.7 | EPS | EEE |  |  | 6d3 | 6. Infrastructure | D. Laboratory | 3. Controlled Environment |  |  |  | Asset verified by Judith Apsley |  | LE00106 | LE00106 | 9011 | LE00106 | 6500 | 9013 | 00 | 7006.53 | 7006.53 | 0 | 0 | 0 | 7006.53 | [12 empty] | 7006.53 | 7006.53 |  | 0 | [23 empty] | 7006.53 | 36 | 3 | Equipment acquired for specific research projects |  | N |  | N |  | N |  | N |  | N | Prior to FY1415=NOT required | 3
R0240 | 03-04 | 2006-08-01 06:00 | 2009-08-01 |  | Research | Research | Scopecorder | DL750 | scopecorder | DL750 scopecorder | Sackville St Building A1 | Sackville Street Building | Andrew Forsyth | Andrew Forsyth | 2 Adequate | 3 Adequate | 2 General purpose research | 0.2 | EPS | EEE |  |  | 4b4 | 4. Sample Measurement/Analysis | B. Electronic | 4. Oscilloscope |  |  |  | Verified by Andrew Forsyth |  | LE00106 | LE00106 | 9011 | LE00106 | 6500 | 9013 | 00 | 19839.88 | 19839.88 | 0 | 0 | 0 | 19839.88 | [12 empty] | 19839.88 | 19839.88 |  | 0 | [23 empty] | 19839.88 | 36 | 3 | Equipment acquired for specific research projects |  | N |  | N |  | N |  | N |  | N | Prior to FY1415=NOT required | 2
R0242 | 03-04 | 2006-08-01 06:00 | 2009-08-01 |  | Research | Research | Dspace |  | DSPACE Control dev. System | DSPACE Control dev. System | Sackville St Building A1 | Sackville Street Building | Andrew Forsyth | Andrew Forsyth | 1 Good | 1 State of art | 2 General purpose research | 0 | EPS | EEE |  |  | 4b1 | 4. Sample Measurement/Analysis | B. Electronic | 1. Network Analyser |  |  |  | Verified by Andrew Forsyth |  | LE00106 | LE00106 | 9011 | LE00106 | 6500 | 9013 | 00 | 3967.04 | 3967.04 | 0 | 0 | 0 | 3967.04 | [12 empty] | 3967.04 | 3967.04 |  | 0 | [23 empty] | 3967.04 | 36 | 3 | Equipment acquired for specific research projects |  | N |  | N |  | N |  | N |  | N | Prior to FY1415=NOT required | 3
R0243 | 03-04 | 2006-08-01 06:00 | 2009-08-01 |  | Research | Research | Norma |  | Wide band power analyser | Wide band power analyser | Sackville St Building A1 | Sackville Street Building | Andrew Forsyth | Andrew Forsyth | 1 Good | 1 State of art | 2 General purpose research | 0.2 | EPS | EEE |  |  | 4b1 | 4. Sample Measurement/Analysis | B. Electronic | 1. Network Analyser |  |  |  | Verified by Andrew Forsyth |  | LE00106 | LE00106 | 9011 | LE00106 | 6500 | 9013 | 00 | 16034.05 | 16034.05 | 0 | 0 | 0 | 16034.05 | [12 empty] | 16034.05 | 16034.05 |  | 0 | [23 empty] | 16034.05 | 36 | 3 | Equipment acquired for specific research projects |  | N |  | N |  | N |  | N |  | N | Prior to FY1415=NOT required | 3
R0247 | 03-04 | 2006-08-01 06:00 | 2009-08-01 |  | Research | Research | Advanced Research Systems | CSW - 204S | cryostat system | CSW - 204S cryostat system | Sackville St Building D10 | Sackville Street Building | Aimin Song | Aimin Song | 1 Good | 3 Adequate | 2 General purpose research | 0.5 | EPS | EEE |  |  | 4a2 | 4. Sample Measurement/Analysis | A. Cryogenic | 2. 4K | [5 empty] | LE00106 | LE00106 | 9011 | LE00106 | 6500 | 9013 | 00 | 17113.82 | 17113.82 | 0 | 0 | 0 | 17113.82 | [12 empty] | 17113.82 | 17113.82 |  | 0 | [23 empty] | 17113.82 | 36 | 3 | Equipment acquired for specific research projects |  | N |  | N |  | N |  | N |  | N | Prior to FY1415=NOT required | 2
R0248 | 03-04 | 2006-08-01 06:00 | 2009-08-01 |  | Research | Research | Thor Labs |  | Laser diode system | Laser diode system | Sackville St Building D49 | Sackville Street Building | Krikor Ozanyan | Krikor Ozanyan | 1 Good | 3 Adequate | 3 Research and Teaching | 0.5 | EPS | EEE |  |  | 3a2 | 3. Materials Characterisation | A. Spectroscopy | 2. Infra-Red | [5 empty] | LE00106 | LE00106 | 9011 | LE00106 | 6500 | 9013 | 00 | 5595.35 | 5595.35 | 0 | 0 | 0 | 5595.35 | [12 empty] | 5595.35 | 5595.35 |  | 0 | [23 empty] | 5595.35 | 36 | 3 | Equipment acquired for specific research projects |  | N |  | N |  | N |  | N |  | N | Prior to FY1415=NOT required | 3
R0249 | 03-04 | 2006-08-01 06:00 | 2009-08-01 |  | Research | Research | Dspace |  | DSPACE Control dev. System | DSPACE Control dev. System | Sackville St Building A1 | Sackville Street Building | Andrew Forsyth | Andrew Forsyth | 1 Good | 2 Good | 2 General purpose research | 0 | EPS | EEE |  |  | 4b1 | 4. Sample Measurement/Analysis | B. Electronic | 1. Network Analyser |  |  |  | Verified by Andrew Forsyth |  | LE00106 | LE00106 | 9011 | LE00106 | 6500 | 9013 | 00 | 3243.8 | 3243.8 | 0 | 0 | 0 | 3243.8 | [12 empty] | 3243.8 | 3243.8 |  | 0 | [23 empty] | 3243.8 | 36 | 3 | Equipment acquired for specific research projects |  | N |  | N |  | N |  | N |  | N | Prior to FY1415=NOT required | 3
R0250 | 03-04 | 2006-08-01 06:00 | 2009-08-01 |  | Research | Research | Olympus |  | IXON Electron CCD | Olympus IXON Electron CCD | MIB | MIB Building | [5 empty] | 0 | EPS | CEAS | [9 empty] | Verified as part of data cleanse exercise (March 2015) |  | LE00102 | LE00102 | 9011 | LE00102 | 6500 | 9013 | 00 | 7078.75 | 7078.75 | 0 | 0 | 0 | 7078.75 | [12 empty] | 7078.75 | 7078.75 |  | 0 | [23 empty] | 7078.75 | 36 | 3 | Equipment acquired for specific research projects |  | N |  | N |  | N |  | N |  | N | Prior to FY1415=NOT required | 12
R0251 | 03-04 | 2006-08-01 06:00 | 2009-08-01 |  | Research | Research |  |  | UATOLAB type 3 system | UATOLAB type 3 system | F12 Jackson Mill | The Mill | [6 empty] | EPS | CEAS | [9 empty] | Verified as part of data cleanse exercise (March 2015) |  | LE00102 | LE00102 | 9011 | LE00102 | 6500 | 9013 | 00 | 5695.24 | 5695.24 | 0 | 0 | 0 | 5695.24 | [12 empty] | 5695.24 | 5695.24 |  | 0 | [23 empty] | 5695.24 | 36 | 3 | Equipment acquired for specific research projects |  | N |  | N |  | N |  | N |  | N | Prior to FY1415=NOT required | 14
R0252 | 03-04 | 2006-08-01 06:00 | 2009-08-01 |  | Research | Research | Intertronics |  | Robotic dispensing system | Intertronics - Robotic dispensing system | MIB | MIB Building | [5 empty] | 0 | EPS | CEAS | [9 empty] | Verified as part of data cleanse exercise (March 2015) |  | LE00102 | LE00102 | 9011 | LE00102 | 6500 | 9013 | 00 | 3019.75 | 3019.75 | 0 | 0 | 0 | 3019.75 | [12 empty] | 3019.75 | 3019.75 |  | 0 | [23 empty] | 3019.75 | 36 | 3 | Equipment acquired for specific research projects |  | N |  | N |  | N |  | N |  | N | Prior to FY1415=NOT required | 12
R0253 | 03-04 | 2006-08-01 06:00 | 2009-08-01 |  | Research | Research |  |  | Display/interface module/controller | Lambda - Display/interface module/controller | Pariser Building | Pariser Building | [5 empty] | 0 | EPS | MACE | [11 empty] | LE00108 | LE00108 | 9011 | LE00108 | 6500 | 9013 | 00 | 10555.03 | 10555.03 | 0 | 0 | 0 | 10555.03 | [12 empty] | 10555.03 | 10555.03 |  | 0 | [23 empty] | 10555.03 | 36 | 3 | Equipment acquired for specific research projects |  | N |  | N |  | N |  | N |  | N | Prior to FY1415=NOT required | 13
R0254 | 03-04 | 2006-08-01 06:00 | 2009-08-01 |  | Research | Research |  |  | Upgrade of spectrometer | Upgrade of RM 1000 spectrometer | Materials Science Building A2 | Materials Science Building | [5 empty] | 0 | EPS | Materials | [7 empty] | yes | 2015-07-01 | PAUL JORDAN/JOHN GOODIER | as per Jun'15 verification exercise for FY14-15 YrEnd | LE00107 | LE00107 | 9011 | LE00107 | 6500 | 9013 | 00 | 5888.96 | 5888.96 | 0 | 0 | 0 | 5888.96 | [12 empty] | 5888.96 | 5888.96 |  | 0 | [23 empty] | 5888.96 | 36 | 3 | Equipment acquired for specific research projects |  | N |  | N |  | N |  | N |  | Y |  | 13
R0256 | 03-04 | 2006-08-01 06:00 | 2009-08-01 |  | Research | Research |  |  | Upgrade of spectrometer | Upgrade of RM 1000 spectrometer | Materials Science Building A2 | Materials Science Building | [5 empty] | 0 | EPS | Materials | [7 empty] | yes | 2015-07-01 | PAUL JORDAN/JOHN GOODIER | as per Jun'15 verification exercise for FY14-15 YrEnd | LE00107 | LE00107 | 9011 | LE00107 | 6500 | 9013 | 00 | 21200.23 | 21200.23 | 0 | 0 | 0 | 21200.23 | [12 empty] | 21200.23 | 21200.23 |  | 0 | [23 empty] | 21200.23 | 36 | 3 | Equipment acquired for specific research projects |  | N |  | N |  | N |  | N |  | Y |  | 13
R0257 | 03-04 | 2006-08-01 06:00 | 2009-08-01 |  | Research | Research |  |  | Upgrade of spectrometer | Upgrade of RM 1000 spectrometer | Materials Science Building A2 | Materials Science Building | [5 empty] | 0 | EPS | Materials | [7 empty] | yes | 2015-07-01 | PAUL JORDAN/JOHN GOODIER | as per Jun'15 verification exercise for FY14-15 YrEnd | LE00107 | LE00107 | 9011 | LE00107 | 6500 | 9013 | 00 | 19786.88 | 19786.88 | 0 | 0 | 0 | 19786.88 | [12 empty] | 19786.88 | 19786.88 |  | 0 | [23 empty] | 19786.88 | 36 | 3 | Equipment acquired for specific research projects |  | N |  | N |  | N |  | N |  | Y |  | 13
R0258 | 03-04 | 2006-08-01 06:00 | 2009-08-01 |  | Research | Research |  |  | Upgrade of spectrometer | Upgrade of RM 1000 spectrometer | Materials Science Building A2 | Materials Science Building | [5 empty] | 0 | EPS | Materials | [7 empty] | yes | 2015-07-01 | PAUL JORDAN/JOHN GOODIER | as per Jun'15 verification exercise for FY14-15 YrEnd | LE00107 | LE00107 | 9011 | LE00107 | 6500 | 9013 | 00 | 235.56 | 235.56 | 0 | 0 | 0 | 235.56 | [12 empty] | 235.56 | 235.56 |  | 0 | [23 empty] | 235.56 | 36 | 3 | Equipment acquired for specific research projects |  | N |  | N |  | N |  | N |  | Y |  | 13
R0259 | 03-04 | 2006-08-01 06:00 | 2009-08-01 |  | Research | Research |  |  | RRM Rotating beam fatigue machine (40%) | RRM Rotating beam fatigue machine (40%) | materials A1 | Materials Science Building | Stuart Morse | Stuart Morse |  |  |  | 0 | EPS | Materials | [7 empty] | yes | 2015-07-01 | PAUL JORDAN/JOHN GOODIER | as per Jun'15 verification exercise for FY14-15 YrEnd | LE00107 | LE00107 | 9011 | LE00107 | 6500 | 9013 | 00 | 12765.95 | 12765.95 | 0 | 0 | 0 | 12765.95 | [12 empty] | 12765.95 | 12765.95 |  | 0 | [23 empty] | 12765.95 | 36 | 3 | Equipment acquired for specific research projects |  | N |  | N |  | N |  | N |  | Y |  | 11
R0260 | 03-04 | 2006-08-01 06:00 | 2009-08-01 |  | Research | Research |  |  | SGI fuel workstation | SGI fuel workstation 600MHZ | [7 empty] | 0 | FLS | Life Sciences |  |  | 6a3 | 6. Infrastructure | A. IT | 3. Workstation | [5 empty] | LE00111 | LE00111 | 9011 | LE00111 | 6500 | 9013 | 00 | 9851 | 9851 | 0 | 0 | 0 | 9851 | [12 empty] | 9851 | 9851 |  | 0 | [23 empty] | 9851 | 36 | 3 | Equipment acquired for specific research projects |  | N |  | N |  | N |  | N |  | N | Prior to FY1415=NOT required | 11
R0261 | 03-04 | 2006-08-01 06:00 | 2009-08-01 |  | Research | Research | Scientifica |  | Microscope | Scientifica - Microscope |  |  | Rasmus Petersen |  |  |  |  | 0 | FLS | Life Sciences |  |  | 3d3 | 3. Materials Characterisation | D. Optical Microscopy | 3. Transmission | [5 empty] | LE00111 | LE00111 | 9011 | LE00111 | 6500 | 9013 | 00 | 7980 | 7980 | 0 | 0 | 0 | 7980 | [12 empty] | 7980 | 7980 |  | 0 | [23 empty] | 7980 | 36 | 3 | Equipment acquired for specific research projects |  | N |  | N |  | N |  | N |  | N | Prior to FY1415=NOT required | 9
R0262 | 03-04 | 2006-08-01 06:00 | 2009-08-01 |  | Research | Research |  |  | Double patch clamp amplifier | Double patch clamp amplifier | CTF | Core Technology Facility Building | [5 empty] | 0 | FLS | Life Sciences |  |  | 3g1 | 3. Materials Characterisation | G. Surface analysis | 1. Charge | [5 empty] | LE00111 | LE00111 | 9011 | LE00111 | 6500 | 9013 | 00 | 11480.28 | 11480.28 | 0 | 0 | 0 | 11480.28 | [12 empty] | 11480.28 | 11480.28 |  | 0 | [23 empty] | 11480.28 | 36 | 3 | Equipment acquired for specific research projects |  | N |  | N |  | N |  | N |  | N | Prior to FY1415=NOT required | 9
R0263 | 03-04 | 2006-08-01 06:00 | 2009-08-01 |  | Research | Research | Scientifica |  | Microscope | Scientifica - Microscope |  |  | Andrew Trafford |  |  |  |  | 0 | FLS | Life Sciences |  |  | 3d3 | 3. Materials Characterisation | D. Optical Microscopy | 3. Transmission | [5 empty] | LE00111 | LE00111 | 9011 | LE00111 | 6500 | 9013 | 00 | 38944 | 38944 | 0 | 0 | 0 | 38944 | [12 empty] | 38944 | 38944 |  | 0 | [23 empty] | 38944 | 36 | 3 | Equipment acquired for specific research projects |  | N |  | N |  | N |  | N |  | N | Prior to FY1415=NOT required | 9
R0264 | 03-04 | 2006-08-01 06:00 | 2009-08-01 |  | Research | Research |  |  | Safety Cabinet | Safety Cabinet | Schuster Bio lab | Schuster Building | Jian Lu | Jian Lu | 1 Good | 2 Good | 1 Dedicated to particular experiment | 0 | EPS | Physics |  |  | 6D3 | 6. Infrastructure | D. Laboratory | 3. Controlled Environment |  |  |  | Data confirmed as part of data cleanse exercise (March 2015). Asset not physically verified. |  | LE00109 | LE00109 | 9011 | LE00109 | 6500 | 9013 | 00 | 7499 | 7499 | 0 | 0 | 0 | 7499 | [12 empty] | 7499 | 7499 |  | 0 | [23 empty] | 7499 | 36 | 3 | Equipment acquired for specific research projects |  | N |  | N |  | N |  | N |  | N | Prior to FY1415=NOT required | 4
R0265 | 03-04 | 2006-08-01 06:00 | 2009-08-01 |  | Research | Research |  |  | Photomultiplier | MCP-Photomultiplier | PSI Alan Turing Building | Alan Turing Building | Philip Dawson | Philip Dawson | 1 Good | 2 Good | 2 General purpose research | 0.1 | EPS | Physics |  |  | 3B1 | 3. Materials Characterisation | B. Spectrometry | 1. Spectrophotometry |  |  |  | Data confirmed as part of data cleanse exercise (March 2015). Asset not physically verified. |  | LE00109 | LE00109 | 9011 | LE00109 | 6500 | 9013 | 00 | 10516.25 | 10516.25 | 0 | 0 | 0 | 10516.25 | [12 empty] | 10516.25 | 10516.25 |  | 0 | [23 empty] | 10516.25 | 36 | 3 | Equipment acquired for specific research projects |  | N |  | N |  | N |  | N |  | N | Prior to FY1415=NOT required | 4
R0266 | 03-04 | 2006-08-01 06:00 | 2009-08-01 |  | Research | Research | Opthos Instruments |  | OPTHOS - Microwave generator | OPTHOS - Microwave generator | SEAES Simon Building | Simon Building | Carl Percival | Carl Percival |  |  |  | 0 | EPS | Physics | [9 empty] | Data confirmed as part of data cleanse exercise (March 2015). Asset not physically verified. |  | LE00109 | LE00109 | 9011 | LE00109 | 6500 | 9013 | 00 | 6033.87 | 6033.87 | 0 | 0 | 0 | 6033.87 | [12 empty] | 6033.87 | 6033.87 |  | 0 | [23 empty] | 6033.87 | 36 | 3 | Equipment acquired for specific research projects |  | N |  | N |  | N |  | N |  | N | Prior to FY1415=NOT required | 10
R0267 | 03-04 | 2006-08-01 06:00 | 2009-08-01 |  | Research | Research |  |  | DH laboratory steamer | DH laboratory steamer | Sackville A18 | Sackville Street Building | Phil Cohen | Phil Cohen |  |  |  | 0 | EPS | Materials |  |  | 1J1 | 1. Process Equipment – Physical | J. Textiles | 1. Textiles Production | [5 empty] | LE00107 | LE00107 | 9011 | LE00107 | 6500 | 9013 | 00 | 9500 | 9500 | 0 | 0 | 0 | 9500 | [12 empty] | 9500 | 9500 |  | 0 | [23 empty] | 9500 | 36 | 3 | Equipment acquired for specific research projects |  | N |  | N |  | N |  | N |  | N | Prior to FY1415=NOT required | 7
R0268 | 03-04 | 2006-08-01 06:00 | 2009-08-01 |  | Research | Research |  |  | Scanner, Fluidics & workstation | Scanner, Fluidics & workstation | Michael Smith Building | Michael Smith Building | [5 empty] | 0 | FLS | Life Sciences |  |  | 3b3 | 3. Materials Characterisation | B. Spectrometry | 3. Mass Spectrometry | [5 empty] | LE00111 | LE00111 | 9011 | LE00111 | 6520 | 9013 | 00 | 113550 | 113550 | 0 | 0 | 0 | 113550 | [12 empty] | 113550 | 113550 |  | 0 | [23 empty] | 113550 | 36 | 3 | Equipment acquired for specific research projects |  | N |  | N |  | N |  | N |  | N | Prior to FY1415=NOT required | 9
R0269 | 04-05 | 2006-08-01 06:00 | 2009-08-01 |  | Research | Research | Breuckmann |  | 3D Digitising System | Opto Scan HE-50 3D Digitising System | Michael Smith Building | Michael Smith Building | [5 empty] | 0 | FLS | Life Sciences |  |  | 1f2 | 1. Process Equipment – Physical | F. Characterisation | 2. Profilometer | [5 empty] | LE00111 | LE00111 | 9011 | LE00111 | 6520 | 9013 | 02 | 48535.16 | 48535.16 | 0 | 0 | 0 | 48535.16 | [12 empty] | 48535.16 | 48535.16 |  | 0 | [23 empty] | 48535.16 | 36 | 3 | Equipment acquired for specific research projects |  | N |  | N |  | N |  | N |  | N | Prior to FY1415=NOT required | 8
R0270 | 04-05 | 2006-08-01 06:00 | 2009-08-01 |  | Research | Research |  |  | Mass Spectrometer | Mat95XP Mass Spectrometer System | School request write off |  |  |  | 1 Good | 2 Good | 3 Research and Teaching | 0 | EPS | Chemistry | [11 empty] | LE00103 | LE00103 | 9011 | LE00103 | 6520 | 9013 | 01 | 36663.53 | 36663.53 | 0 | 0 | 0 | 36663.53 | [12 empty] | 36663.53 | 36663.53 |  | 0 | [23 empty] | 36663.53 | 36 | 3 | Equipment acquired for specific research projects |  | N |  | N |  | N |  | N |  | N | Prior to FY1415=NOT required | 11
R0271 | 04-05 | 2006-08-01 06:00 | 2009-08-01 |  | Research | Research | Dionex |  | Solvent Rack System | Dionex (UK) Ltd - Solvent Rack System | [7 empty] | 0 | FLS | Life Sciences |  |  | 3l5 | 3. Materials Characterisation | L. Chemical Analysis | 5. Chromatography | [5 empty] | LE00111 | LE00111 | 9011 | LE00111 | 6520 | 9013 | 02 | 30930 | 30930 | 0 | 0 | 0 | 30930 | [12 empty] | 30930 | 30930 |  | 0 | [23 empty] | 30930 | 36 | 3 | Equipment acquired for specific research projects |  | N |  | N |  | N |  | N |  | N | Prior to FY1415=NOT required | 10
R0272 | 04-05 | 2006-08-01 06:00 | 2009-08-01 |  | Research | Research |  |  | Spectrometer | Bio Tools - Chiral Raman Optical Activity Spectrometer | [7 empty] | 0 | FLS | Life Sciences |  |  | 3a1 | 3. Materials Characterisation | A. Spectroscopy | 1. Raman | [5 empty] | LE00111 | LE00111 | 9011 | LE00111 | 6520 | 9013 | 01 | 47685 | 47685 | 0 | 0 | 0 | 47685 | [12 empty] | 47685 | 47685 |  | 0 | [23 empty] | 47685 | 36 | 3 | Equipment acquired for specific research projects |  | N |  | N |  | N |  | N |  | N | Prior to FY1415=NOT required | 11
R0273 | 04-05 | 2006-08-01 06:00 | 2009-08-01 |  | Research | Research | Activotec |  | Multiple Peptide Synthesizer | Activotec - Multiple Peptide Synthesizer | [7 empty] | 0 | FLS | Life Sciences |  |  | 4f4 | 4. Sample Measurement/Analysis | F. Proteins/Nucleic Acids | 4. Electrophoresis | [5 empty] | LE00111 | LE00111 | 9011 | LE00111 | 6520 | 9013 | 02 | 41663.56 | 41663.56 | 0 | 0 | 0 | 41663.56 | [12 empty] | 41663.56 | 41663.56 |  | 0 | [23 empty] | 41663.56 | 36 | 3 | Equipment acquired for specific research projects |  | N |  | N |  | N |  | N |  | N | Prior to FY1415=NOT required | 10
R0274 | 04-05 | 2006-08-01 06:00 | 2009-08-01 |  | Research | Research |  |  | Lamgmuir-Blodgett Film Balance | Lamgmuir-Blodgett Film Balance | D43 Jackson Mill | The Mill |  | Aline Miller | 1 Good | 2 Good | 3 Teaching and Research | 0.25 | EPS | CEAS | [7 empty] | yes | 2015-07-01 | GARY BURNS | as per Jun'15 verification exercise for FY14-15 YrEnd | LE00102 | LE00102 | 9011 | LE00102 | 6520 | 9013 | 03 | 8225 | 8225 | 0 | 0 | 0 | 8225 | [12 empty] | 8225 | 8225 |  | 0 | [23 empty] | 8225 | 36 | 3 | Equipment acquired for specific research projects |  | N |  | N |  | N |  | N |  | Y |  | 9
R0275 | 04-05 | 2006-08-01 06:00 | 2009-08-01 |  | Research | Research | Silverson |  | Recycle Plant | Silverson 50 Litre Recycle Plant | James Chadwick Building | Morton Laboratory | Michael Cooke | Sven Schroeder | 1 Good | 2 Good | 3 Research and Teaching | 0.5 | EPS | CEAS | [7 empty] | yes | 2015-07-01 | GARY BURNS | as per Jun'15 verification exercise for FY14-15 YrEnd | LE00102 | LE00102 | 9011 | LE00102 | 6520 | 9013 | 04 | 54290 | 54290 | 0 | 0 | 0 | 54290 | [12 empty] | 54290 | 54290 |  | 0 | [23 empty] | 54290 | 36 | 3 | Equipment acquired for specific research projects |  | N |  | N |  | N |  | N |  | Y |  | 7
R0276 | 04-05 | 2006-08-01 06:00 | 2009-08-01 |  | Research | Research | Esco-Labor |  | Vacuum Processing Plant | Esco-Labor Vacuum Processing Plant | James Chadwick Building | Morton Laboratory | Michael Cooke | Michael Cooke | 1 Good | 2 Good | 3 Research and Teaching | 0.5 | EPS | CEAS | [7 empty] | yes | 2015-07-01 | GARY BURNS | as per Jun'15 verification exercise for FY14-15 YrEnd | LE00102 | LE00102 | 9011 | LE00102 | 6520 | 9013 | 04 | 28949.63 | 28949.63 | 0 | 0 | 0 | 28949.63 | [12 empty] | 28949.63 | 28949.63 |  | 0 | [23 empty] | 28949.63 | 36 | 3 | Equipment acquired for specific research projects |  | N |  | N |  | N |  | N |  | Y |  | 7
R0277 | 04-05 | 2006-08-01 06:00 | 2009-08-01 |  | Research | Research | Emerson Process Management | Delta V | Emerson Process Management | Stand alone Delta V control system | James Chadwick Building | Morton Laboratory | Michael Cooke | Michael Cooke | 1 Good | 2 Good | 3 Research and Teaching | 0 | EPS | CEAS | [7 empty] | yes | 2015-07-01 | GARY BURNS | as per Jun'15 verification exercise for FY14-15 YrEnd | LE00102 | LE00102 | 9011 | LE00102 | 6520 | 9013 | 04 | 25568.19 | 25568.19 | 0 | 0 | 0 | 25568.19 | [12 empty] | 25568.19 | 25568.19 |  | 0 | [23 empty] | 25568.19 | 36 | 3 | Equipment acquired for specific research projects |  | N |  | N |  | N |  | N |  | Y |  | 6
R0278 | 04-05 | 2006-08-01 06:00 | 2009-08-01 |  | Research | Research | Pfeiffer Vacuum Ltd | Quadstar | operating software | Pfeiffer Vacuum Ltd - Quadstar operating software | [7 empty] | 0 | EPS | CEAS | [9 empty] | Verified as part of data cleanse exercise (March 2015) |  | LE00102 | LE00102 | 9011 | LE00102 | 6520 | 9013 | 01 | 30303.39 | 30303.39 | 0 | 0 | 0 | 30303.39 | [12 empty] | 30303.39 | 30303.39 |  | 0 | [23 empty] | 30303.39 | 36 | 3 | Equipment acquired for specific research projects |  | N |  | N |  | N |  | N |  | N | Prior to FY1415=NOT required | 13
R0279 | 04-05 | 2006-08-01 06:00 | 2009-08-01 |  | Research | Research |  |  | Dual Tryton Fermenter System | Health Division (UK) - Dual Tryton Fermenter System | [7 empty] | 0 | EPS | CEAS | [9 empty] | Verified as part of data cleanse exercise (March 2015) |  | LE00102 | LE00102 | 9011 | LE00102 | 6520 | 9013 | 01 | 27836.33 | 27836.33 | 0 | 0 | 0 | 27836.33 | [12 empty] | 27836.33 | 27836.33 |  | 0 | [23 empty] | 27836.33 | 36 | 3 | Equipment acquired for specific research projects |  | N |  | N |  | N |  | N |  | N | Prior to FY1415=NOT required | 15
R0280 | 04-05 | 2006-08-01 06:00 | 2009-08-01 |  | Research | Research |  |  | Pump | T-V551 Pump | MIB | MIB Building | [5 empty] | 0 | EPS | CEAS | [9 empty] | Verified as part of data cleanse exercise (March 2015) |  | LE00102 | LE00102 | 9011 | LE00102 | 6520 | 9013 | 01 | 5329.8 | 5329.8 | 0 | 0 | 0 | 5329.8 | [12 empty] | 5329.8 | 5329.8 |  | 0 | [23 empty] | 5329.8 | 36 | 3 | Equipment acquired for specific research projects |  | N |  | N |  | N |  | N |  | N | Prior to FY1415=NOT required | 13
R0281 | 04-05 | 2006-08-01 06:00 | 2009-08-01 |  | Research | Research |  |  | Sirius PCA 200 (A) with RPRO 2 | Sirius PCA 200 (A) with RPRO 2 | School request write off | [7 empty] | EPS | Chemistry | [11 empty] | LE00103 | LE00103 | 9011 | LE00103 | 6520 | 9013 | 02 | 21500 | 21500 | 0 | 0 | 0 | 21500 | [12 empty] | 21500 | 21500 |  | 0 | [23 empty] | 21500 | 36 | 3 | Equipment acquired for specific research projects |  | N |  | N |  | N |  | N |  | N | Prior to FY1415=NOT required | 15
R0282 | 04-05 | 2006-08-01 06:00 | 2009-08-01 |  | Research | Research | Shimadzu | AccuSpot | micro solvent delivery unit | Shimadzu accuspot/micro solvent delivery unit | MIB Building Prof Goodacre | MIB Building | Roy Goodacre | Roy Goodacre | 1 Good | 2 Good | 3 Research and Teaching | 0 | EPS | Chemistry |  |  | 1h1 | 1. Process Equipment – Physical | H. Sample Manipulation | 1. Robot |  |  |  | Data confirmed as part of data cleanse exercise (March 2015). Asset not physically verified. |  | LE00103 | LE00103 | 9011 | LE00103 | 6520 | 9013 | 01 | 66045.09 | 66045.09 | 0 | 0 | 0 | 66045.09 | [12 empty] | 66045.09 | 66045.09 |  | 0 | [23 empty] | 66045.09 | 36 | 3 | Equipment acquired for specific research projects |  | N |  | N |  | N |  | N |  | N | Prior to FY1415=NOT required | 2
R0283 | 04-05 | 2006-08-01 06:00 | 2009-08-01 |  | Research | Research | Shimadzu | Axima | axima CFR Plus | Shadzu axima CFR Plus | MIB Building Prof Goodacre | MIB Building | Roy Goodacre | Roy Goodacre | 1 Good | 2 Good | 3 Research and Teaching | 0 | EPS | Chemistry |  |  | 3b3 | 3. Materials Characterisation | B. Spectrometry | 3. Mass Spectrometry |  |  |  | Data confirmed as part of data cleanse exercise (March 2015). Asset not physically verified. |  | LE00103 | LE00103 | 9011 | LE00103 | 6520 | 9013 | 01 | 132987.41 | 132987.41 | 0 | 0 | 0 | 132987.41 | [12 empty] | 132987.41 | 132987.41 |  | 0 | [23 empty] | 132987.41 | 36 | 3 | Equipment acquired for specific research projects |  | N |  | N |  | N |  | N |  | N | Prior to FY1415=NOT required | 2
R0284 | 04-05 | 2006-08-01 06:00 | 2009-08-01 |  | Research | Research | Ionoptika | 40 KE V C60 | 40 KE V C60 Ion gun system | Ionoptika Ltd - 40 KE V C60 Ion gun system | Transfers to CEAS (Prof Vickerman) | [6 empty] | 0 | EPS | CEAS | [9 empty] | Verified as part of data cleanse exercise (March 2015) |  | LE00102 | LE00102 | 9011 | LE00102 | 6520 | 9013 | 01 | 188000 | 188000 | 0 | 0 | 0 | 188000 | [12 empty] | 188000 | 188000 |  | 0 | [23 empty] | 188000 | 36 | 3 | Equipment acquired for specific research projects |  | N |  | N |  | N |  | N |  | N | Prior to FY1415=NOT required | 12
R0285 | 04-05 | 2006-08-01 06:00 | 2009-08-01 |  | Research | Research |  |  | 8 Node intel xeio cluster | 8 Node intel xeio cluster and front | School request write off | [7 empty] | EPS | Chemistry | [11 empty] | LE00103 | LE00103 | 9011 | LE00103 | 6520 | 9013 | 01 | 28509.03 | 28509.03 | 0 | 0 | 0 | 28509.03 | [12 empty] | 28509.03 | 28509.03 |  | 0 | [23 empty] | 28509.03 | 36 | 3 | Equipment acquired for specific research projects |  | N |  | N |  | N |  | N |  | N | Prior to FY1415=NOT required | 15
R0286 | 04-05 | 2006-08-01 06:00 | 2009-08-01 |  | Research | Research | Perkin Elmer | LS 55 | spectrometer | Perkin Elmer LS 55 spectrometer | MIB Building Dr Webb | MIB Building | Simon Webb | Simon Webb | 1 Good | 2 Good | 2 General purpose research | 0.1 | EPS | Chemistry |  |  | 3a7 | 3. Materials Characterisation | A. Spectroscopy | 7. Fluorescence |  |  |  | Data confirmed as part of data cleanse exercise (March 2015). Asset not physically verified. |  | LE00103 | LE00103 | 9011 | LE00103 | 6520 | 9013 | 01 | 20906.95 | 20906.95 | 0 | 0 | 0 | 20906.95 | [12 empty] | 20906.95 | 20906.95 |  | 0 | [23 empty] | 20906.95 | 36 | 3 | Equipment acquired for specific research projects |  | N |  | N |  | N |  | N |  | N | Prior to FY1415=NOT required | 2
R0287 | 04-05 | 2006-08-01 06:00 | 2009-08-01 |  | Research | Research | Leco | Pegasus III | Pegasus GC x GC system | Anatune - Pegasus GC x GC system | MIB Building LG.034 | MIB Building | Douglas Kell | Douglas Kell | 1 Good | 2 Good | 2 General purpose research | 0.1 | EPS | Chemistry |  |  | 3l5 | 3. Materials Characterisation | L. Chemical Analysis | 5. Chromatography |  |  |  | Data confirmed as part of data cleanse exercise (March 2015). Asset not physically verified. |  | LE00103 | LE00103 | 9011 | LE00103 | 6520 | 9013 | 04 | 175798 | 175798 | 0 | 0 | 0 | 175798 | [12 empty] | 175798 | 175798 |  | 0 | [23 empty] | 175798 | 36 | 3 | Equipment acquired for specific research projects |  | N |  | N |  | N |  | N |  | N | Prior to FY1415=NOT required | 2
R0288 | 04-05 | 2006-08-01 06:00 | 2009-08-01 |  | Research | Research | Agilent | E5091 | Agilent E5091 | Agilent E5091a options | E14 SSB | Sackville Street Building | Rob Sloan | Rob Sloan | 1 Good | 2 Good | 2 General purpose research | 0.1 | EPS | EEE |  |  | 4b2 | 4. Sample Measurement/Analysis | B. Electronic | 2. Microwave |  |  |  | Verified by Rob Sloan |  | LE00106 | LE00106 | 9011 | LE00106 | 6520 | 9013 | 01 | 10270.63 | 10270.63 | 0 | 0 | 0 | 10270.63 | [12 empty] | 10270.63 | 10270.63 |  | 0 | [23 empty] | 10270.63 | 36 | 3 | Equipment acquired for specific research projects |  | N |  | N |  | N |  | N |  | N | Prior to FY1415=NOT required | 2
R0290 | 04-05 | 2006-08-01 06:00 | 2009-08-01 |  | Research | Research |  |  | B26 Ferr Bldg (ref H Li) | B26 Ferr Bldg (ref H Li) | School requests write off | Ferranti Building | Haiyu Li | [5 empty] | EPS | EEE | [11 empty] | LE00106 | LE00106 | 9011 | LE00106 | 6520 | 9013 | 03 | 46357.97 | 46357.97 | 0 | 0 | 0 | 46357.97 | [12 empty] | 46357.97 | 46357.97 |  | 0 | [23 empty] | 46357.97 | 36 | 3 | Equipment acquired for specific research projects |  | N |  | N |  | N |  | N |  | N | Prior to FY1415=NOT required | 13
R0292 | 04-05 | 2006-08-01 06:00 | 2009-08-01 |  | Research | Research | Omicron |  | Omicron nano technology | Omicron nano technology | B26 Ferr Bldg | Ferranti Building | Haiyu Li | Haiyu Li |  |  |  | 0 | EPS | EEE | [11 empty] | LE00106 | LE00106 | 9011 | LE00106 | 6520 | 9013 | 01 | 36930.25 | 36930.25 | 0 | 0 | 0 | 36930.25 | [12 empty] | 36930.25 | 36930.25 |  | 0 | [23 empty] | 36930.25 | 36 | 3 | Equipment acquired for specific research projects |  | N |  | N |  | N |  | N |  | N | Prior to FY1415=NOT required | 10
R0293 | 04-05 | 2006-08-01 06:00 | 2009-08-01 |  | Research | Research |  |  | transducers | Lambda transducers (E/472K011) | Pariser Building | Pariser Building | [5 empty] | 0 | EPS | MACE | [11 empty] | LE00108 | LE00108 | 9011 | LE00108 | 6520 | 9013 | 01 | 14097.65 | 14097.65 | 0 | 0 | 0 | 14097.65 | [12 empty] | 14097.65 | 14097.65 |  | 0 | [23 empty] | 14097.65 | 36 | 3 | Equipment acquired for specific research projects |  | N |  | N |  | N |  | N |  | N | Prior to FY1415=NOT required | 13
R0294 | 04-05 | 2006-08-01 06:00 | 2009-08-01 |  | Research | Research |  |  | Microwave Amplifier | Microwave Amplifier | Paper Science | Paper Science Building | Payam Jamshidi | Payam Jamshidi |  |  |  | 0 | EPS | Materials | [11 empty] | LE00107 | LE00107 | 9011 | LE00107 | 6520 | 9013 | 01 | 7132.25 | 7132.25 | 0 | 0 | 0 | 7132.25 | [12 empty] | 7132.25 | 7132.25 |  | 0 | [23 empty] | 7132.25 | 36 | 3 | Equipment acquired for specific research projects |  | N |  | N |  | N |  | N |  | N | Prior to FY1415=NOT required | 11
R0295 | 04-05 | 2006-08-01 06:00 | 2009-08-01 |  | Research | Research |  |  | Micro Analytic system | ISS Group Micro Analytic system | Materials Science Building A9 | Materials Science Building | Michael Faulkner | Michael Faulkner |  |  |  | 0 | EPS | Materials |  | Electron Microscopyhttp://www.materials.manchester.ac.uk/research/facilities/electronmicroscopy/ | [5 empty] | yes | 2015-07-01 | PAUL JORDAN/JOHN GOODIER | as per Jun'15 verification exercise for FY14-15 YrEnd | LE00107 | LE00107 | 9011 | LE00107 | 6520 | 9013 | 01 | 46666.3 | 46666.3 | 0 | 0 | 0 | 46666.3 | [12 empty] | 46666.3 | 46666.3 |  | 0 | [23 empty] | 46666.3 | 36 | 3 | Equipment acquired for specific research projects |  | N |  | N |  | N |  | N |  | Y |  | 10
R0296 | 04-05 | 2006-08-01 06:00 | 2009-08-01 |  | Research | Research | Advanced Furnace Technology Ltd. |  | fluidised bed CVD and reactor | Advanced furance technology Ltd - fluidised bed CVD and reactor | Materials Science Building F17 | Materials Science Building | Andrew Walwork | Ping Xiao | 1 Good | 2 Good | 3 Research and Teaching | 0.5 | EPS | Materials |  |  | 1A5 | 1. Process Equipment – Physical | A. Thin Film Deposition | 5. Chemical Vapour Deposition |  | yes | 2015-07-01 | PAUL JORDAN/JOHN GOODIER | as per Jun'15 verification exercise for FY14-15 YrEnd | LE00107 | LE00107 | 9011 | LE00107 | 6520 | 9013 | 04 | 62910 | 62910 | 0 | 0 | 0 | 62910 | [12 empty] | 62910 | 62910 |  | 0 | [23 empty] | 62910 | 36 | 3 | Equipment acquired for specific research projects |  | N |  | N |  | N |  | N |  | Y |  | 3
R0297 | 04-05 | 2006-08-01 06:00 | 2009-08-01 |  | Research | Research | Phillips |  | Imaging System | Philips GiroScan Inera 3T Master Magnet Resonance Imaging System | WMIC | Wolfson Molecular Imaging Centre | Steve Williams | Steve Williams |  |  |  |  | MHS | Cancer & Enabling Sciences | [9 empty] | Data confirmed as part of data cleanse exercise (March 2015). Asset not physically verified. |  | LE00117 | LE00117 | 9011 | LE00117 | 6520 | 9013 | 01 | 1000000 | 1000000 | 0 | 0 | 0 | 1000000 | [12 empty] | 1000000 | 1000000 |  | 0 | [23 empty] | 1000000 | 36 | 3 | Equipment acquired for specific research projects |  | N |  | N |  | N |  | N |  | N | Prior to FY1415=NOT required | 11
R0298 | 04-05 | 2006-08-01 06:00 | 2009-08-01 |  | Research | Research | Hurco | Hawk 30M | Milling Machine | Hurco Hawk 30M Milling Machine | Materials Science Building C3 | Materials Science Building | [5 empty] | 0 | EPS | Materials | [7 empty] | yes | 2015-07-01 | PAUL JORDAN/JOHN GOODIER | as per Jun'15 verification exercise for FY14-15 YrEnd | LE00107 | LE00107 | 9011 | LE00107 | 6520 | 9013 | 01 | 10000 | 10000 | 0 | 0 | 0 | 10000 | [12 empty] | 10000 | 10000 |  | 0 | [23 empty] | 10000 | 36 | 3 | Equipment acquired for specific research projects |  | N |  | N |  | N |  | N |  | Y |  | 11
R0299 | 04-05 | 2006-08-01 06:00 | 2009-08-01 |  | Research | Research |  |  | Angle Light Scattering Detector/Refractor&Qels | Angle Light Scattering Detector/Refractor&Qels | Michael Smith Building | Michael Smith Building | [5 empty] | 0 | FLS | Life Sciences |  |  | 3a4 | 3. Materials Characterisation | A. Spectroscopy | 4. Optical | [5 empty] | LE00111 | LE00111 | 9011 | LE00111 | 6520 | 9013 | 00 | 60000 | 60000 | 0 | 0 | 0 | 60000 | [12 empty] | 60000 | 60000 |  | 0 | [23 empty] | 60000 | 36 | 3 | Equipment acquired for specific research projects |  | N |  | N |  | N |  | N |  | N | Prior to FY1415=NOT required | 9
R0300 | 04-05 | 2006-08-01 06:00 | 2009-08-01 |  | Research | Research |  |  | Tomography System | Tensile & Compression Tomography System | Materials Science Building A22 | Materials Science Building | Stuart Morse | Stuart Morse |  |  |  | 0 | EPS | Materials |  |  | 3K1 | 3. Materials Characterisation | K. Mechanical Properties | 1. Tensometer |  | yes | 2015-07-01 | PAUL JORDAN/JOHN GOODIER | as per Jun'15 verification exercise for FY14-15 YrEnd | LE00107 | LE00107 | 9011 | LE00107 | 6520 | 9013 | 01 | 33556.53 | 33556.53 | 0 | 0 | 0 | 33556.53 | [12 empty] | 33556.53 | 33556.53 |  | 0 | [23 empty] | 33556.53 | 36 | 3 | Equipment acquired for specific research projects |  | N |  | N |  | N |  | N |  | Y |  | 7
R0301 | 04-05 | 2006-08-01 06:00 | 2009-08-01 |  | Research | Research | FujiFilm | FLA 5000 | Phosphorimager | FLA5000 Phosphorimager | Michael Smith building B4070 | Michael Smith Building | Stephen Whittaker |  |  |  |  | 0 | FLS | Life Sciences |  |  | 2e6 | 2. Process Equipment – Biological | E. Characterisation | 6. Analysers |  |  |  | Verified as part of data cleanse exercise (March 2015) |  | LE00111 | LE00111 | 9011 | LE00111 | 6520 | 9013 | 01 | 36333 | 36333 | 0 | 0 | 0 | 36333 | [12 empty] | 36333 | 36333 |  | 0 | [23 empty] | 36333 | 36 | 3 | Equipment acquired for specific research projects |  | N |  | N |  | N |  | N |  | N | Prior to FY1415=NOT required | 6
R0302 | 04-05 | 2006-08-01 06:00 | 2009-08-01 |  | Research | Research |  |  | Liquid Handling Robot | Liquid Handling Robot Primary Screening (Single Arm System) | Michael Smith Building | Michael Smith Building | [5 empty] | 0 | FLS | Life Sciences |  |  | 1h1 | 1. Process Equipment – Physical | H. Sample Manipulation | 1. Robot | [5 empty] | LE00111 | LE00111 | 9011 | LE00111 | 6520 | 9013 | 01 | 69606.62 | 69606.62 | 0 | 0 | 0 | 69606.62 | [12 empty] | 69606.62 | 69606.62 |  | 0 | [23 empty] | 69606.62 | 36 | 3 | Equipment acquired for specific research projects |  | N |  | N |  | N |  | N |  | N | Prior to FY1415=NOT required | 9
R0303 | 04-05 | 2006-08-01 06:00 | 2009-08-01 |  | Research | Research | Roche | LightCycler | LightCycler Instrument | LightCycler Instrument | Wythenshawe ERC Lab |  | Peter Warn | Peter Warn | 1 Good | 2 Good | 2 General purpose research | 0.5 | MHS | Translational Medicine |  |  | 4f2 | 4. Sample Measurement/Analysis | F. Proteins/Nucleic Acids | 2. PCR | [5 empty] | LE00115 | AA09280 | 9011 | AA09280 | 6520 | 9013 | 01 | 36650 | 36650 | 0 | 0 | 0 | 36650 | [12 empty] | 36650 | 36650 |  | 0 | [23 empty] | 36650 | 36 | 3 | Equipment acquired for specific research projects |  | N |  | N |  | N |  | N |  | N | Prior to FY1415=NOT required | 3
R0304 | 04-05 | 2006-08-01 06:00 | 2009-08-01 |  | Research | Research | TA instruments | ARES | SMT Rheometer | SMT Rheometer | OMIC (Price) |  | Keith Nixon | Steve Yeates | 1 Good | 2 Good | 2 General purpose research | 0.1 | EPS | Chemistry |  |  | 3K2 | 3. Materials Characterisation | K. Mechanical Properties | 2. Rheometer |  |  |  | Data confirmed as part of data cleanse exercise (March 2015). Asset not physically verified. |  | LE00103 | LE00103 | 9011 | LE00103 | 6520 | 9013 | 03 | 83332.17 | 83332.17 | 0 | 0 | 0 | 83332.17 | [12 empty] | 83332.17 | 83332.17 |  | 0 | [23 empty] | 83332.17 | 36 | 3 | Equipment acquired for specific research projects |  | N |  | N |  | N |  | N |  | N | Prior to FY1415=NOT required | 3
R0305 | 04-05 | 2006-08-01 06:00 | 2009-08-01 |  | Research | Research | IBM |  | Access grid node | Access grid node & Informatics systems integration | ISBE library |  | Geoff Parker | Geoff Parker | 1 Good | 2 Good | 1 Dedicated to particular experiment | 0 | MHS | Cancer & Enabling Sciences |  | Campus Wide | 6a1 | 6. Infrastructure | A. IT | 1. Server | [5 empty] | LE00112 | LE00112 | 9011 | LE00112 | 6520 | 9013 | 25 | 45473 | 45473 | 0 | 0 | 0 | 45473 | [12 empty] | 45473 | 45473 |  | 0 | [23 empty] | 45473 | 36 | 3 | Equipment acquired for specific research projects |  | N |  | N |  | N |  | N |  | N | Prior to FY1415=NOT required | 3
R0306 | 04-05 | 2006-08-01 06:00 | 2009-08-01 |  | Research | Research |  |  | Fluidised Bed CVD Reactor | Fluidised Bed CVD Reactor | Materials Science Building F17 | Materials Science Building | [5 empty] | 0 | EPS | Materials | [7 empty] | yes | 2015-07-01 | PAUL JORDAN/JOHN GOODIER | as per Jun'15 verification exercise for FY14-15 YrEnd | LE00107 | LE00107 | 9011 | LE00107 | 6520 | 9013 | 01 | 31455 | 31455 | 0 | 0 | 0 | 31455 | [12 empty] | 31455 | 31455 |  | 0 | [23 empty] | 31455 | 36 | 3 | Equipment acquired for specific research projects |  | N |  | N |  | N |  | N |  | Y |  | 13
R0307 | 04-05 | 2006-08-01 06:00 | 2009-08-01 |  | Research | Research |  |  | Microscope | Inverted Flourescent Microscope | Michael Smith Building | Michael Smith Building | [5 empty] | 0 | FLS | Life Sciences |  |  | 3d7 | 3. Materials Characterisation | D. Optical Microscopy | 7. Fluorescence | [5 empty] | LE00111 | LE00111 | 9011 | LE00111 | 6520 | 9013 | 01 | 56800 | 56800 | 0 | 0 | 0 | 56800 | [12 empty] | 56800 | 56800 |  | 0 | [23 empty] | 56800 | 36 | 3 | Equipment acquired for specific research projects |  | N |  | N |  | N |  | N |  | N | Prior to FY1415=NOT required | 9
R0308 | 04-05 | 2006-08-01 06:00 | 2009-08-01 |  | Research | Research |  |  | Laser | Laser Scanner | Williamson Building 2.65 | Williamson Building | [6 empty] | EPS | SEAES | [7 empty] | yes | 2016-07-01 | Confirmed by Vikki Fellows with signed verification form | as per FY1516 YrEnd Verification & Impairments Exercise in Jul'16 | LE00105 | LE00105 | 9011 | LE00105 | 6520 | 9013 | 01 | 98543.73 | 98543.73 | 0 | 0 | 0 | 98543.73 | [12 empty] | 98543.73 | 98543.73 |  | 0 | [23 empty] | 98543.73 | 36 | 3 | Equipment acquired for specific research projects |  | N |  | N |  | N |  | N |  | Y | Prior to FY1415=NOT required | 14
R0309 | 04-05 | 2006-08-01 06:00 | 2009-08-01 |  | Research | Research |  |  | Probe Mounting System | High Load 3D LDA Probe Mounting System | Goldstein Lab, Barton Airfield | [7 empty] | EPS | CEAS | [9 empty] | Verified as part of data cleanse exercise (March 2015) |  | LE00102 | LE00102 | 9011 | LE00102 | 6520 | 9013 | 01 | 37762.15 | 37762.15 | 0 | 0 | 0 | 37762.15 | [12 empty] | 37762.15 | 37762.15 |  | 0 | [23 empty] | 37762.15 | 36 | 3 | Equipment acquired for specific research projects |  | N |  | N |  | N |  | N |  | N | Prior to FY1415=NOT required | 15
R0310 | 04-05 | 2006-08-01 06:00 | 2009-08-01 |  | Research | Research | Waters | Nano LC | Nano LC System | Nano LC System | Mass spec lab RG40, Paterson Institute | Paterson Institute | Duncan Smith | Duncan Smith | 2 Adequate | 3 Adequate | 1 Dedicated to particular experiment | 0.2 | MHS | Cancer & Enabling Sciences |  |  | 3b3 | 3. Materials Characterisation | B. Spectrometry | 3. Mass Spectrometry | [5 empty] | LE00112 | LE00112 | 9011 | LE00112 | 6520 | 9013 | 01 | 56850 | 56850 | 0 | 0 | 0 | 56850 | [12 empty] | 56850 | 56850 |  | 0 | [23 empty] | 56850 | 36 | 3 | Equipment acquired for specific research projects |  | N |  | N |  | N |  | N |  | N | Prior to FY1415=NOT required | 2
R0311 | 04-05 | 2006-08-01 06:00 | 2009-08-01 |  | Research | Research |  |  | Topcount and Unifilter Harvester | Topcount and Unifilter Harvester | RS79, Paterson Institute (TRF2) | Paterson Building | [5 empty] | 0 | MHS | Cancer & Enabling Sciences | [11 empty] | LE00112 | LE00112 | 9011 | LE00112 | 6520 | 9013 | 02 | 28205 | 28205 | 0 | 0 | 0 | 28205 | [12 empty] | 28205 | 28205 |  | 0 | [23 empty] | 28205 | 36 | 3 | Equipment acquired for specific research projects |  | N |  | N |  | N |  | N |  | N | Prior to FY1415=NOT required | 13
R0312 | 04-05 | 2006-08-01 06:00 | 2009-08-01 |  | Research | Research |  |  | Modular Semiconductor Parameter Analyzer | 4157b Modular Semiconductor Parameter Analyzer | OMIC (Mike Turner) |  | Mike Turner | Mike Turner |  |  |  | 0 | EPS | Chemistry | [9 empty] | Data confirmed as part of data cleanse exercise (March 2015). Asset not physically verified. |  | LE00103 | LE00103 | 9011 | LE00103 | 6520 | 9013 | 03 | 27638.35 | 27638.35 | 0 | 0 | 0 | 27638.35 | [12 empty] | 27638.35 | 27638.35 |  | 0 | [23 empty] | 27638.35 | 36 | 3 | Equipment acquired for specific research projects |  | N |  | N |  | N |  | N |  | N | Prior to FY1415=NOT required | 12
R0313 | 04-05 | 2006-08-01 06:00 | 2009-08-01 |  | Research | Research |  |  | Flexercell & Pump | Flexercell & Pump | Michael Smith Building | Michael Smith Building | [5 empty] | 0 | FLS | Life Sciences |  |  | 2a3 | 2. Process Equipment – Biological | A. Growth and Manipulation | 3. Cell Culture | [5 empty] | LE00111 | LE00111 | 9011 | LE00111 | 6520 | 9013 | 01 | 5011.82 | 5011.82 | 0 | 0 | 0 | 5011.82 | [12 empty] | 5011.82 | 5011.82 |  | 0 | [23 empty] | 5011.82 | 36 | 3 | Equipment acquired for specific research projects |  | N |  | N |  | N |  | N |  | N | Prior to FY1415=NOT required | 9
R0314 | 04-05 | 2006-08-01 06:00 | 2009-08-01 |  | Research | Research |  |  | Flexercell & Pump | Flexercell & Pump | Michael Smith Building | Michael Smith Building | [5 empty] | 0 | FLS | Life Sciences |  |  | 2a3 | 2. Process Equipment – Biological | A. Growth and Manipulation | 3. Cell Culture | [5 empty] | LE00111 | LE00111 | 9011 | LE00111 | 6520 | 9013 | 01 | 24296.97 | 24296.97 | 0 | 0 | 0 | 24296.97 | [12 empty] | 24296.97 | 24296.97 |  | 0 | [23 empty] | 24296.97 | 36 | 3 | Equipment acquired for specific research projects |  | N |  | N |  | N |  | N |  | N | Prior to FY1415=NOT required | 9
R0316 | 04-05 | 2006-08-01 06:00 | 2009-08-01 |  | Research | Research | CEM | Voyager | Stop-Flow System | Voyager Stop-Flow System | OMIC (Mike Turner) |  | Mike Turner | Mike Turner |  |  |  | 0 | EPS | Chemistry | [9 empty] | Data confirmed as part of data cleanse exercise (March 2015). Asset not physically verified. |  | LE00103 | LE00103 | 9011 | LE00103 | 6520 | 9013 | 03 | 38246.25 | 38246.25 | 0 | 0 | 0 | 38246.25 | [12 empty] | 38246.25 | 38246.25 |  | 0 | [23 empty] | 38246.25 | 36 | 3 | Equipment acquired for specific research projects |  | N |  | N |  | N |  | N |  | N | Prior to FY1415=NOT required | 10
R0317 | 04-05 | 2006-08-01 06:00 | 2009-08-01 |  | Research | Research | CEM | Voyager | Stop-Flow System | Voyager Stop-Flow System | OMIC (Mike Turner) |  | Mike Turner | Mike Turner |  |  |  | 0 | EPS | Chemistry | [9 empty] | Data confirmed as part of data cleanse exercise (March 2015). Asset not physically verified. |  | LE00103 | LE00103 | 9011 | LE00103 | 6520 | 9013 | 01 | 14628.75 | 14628.75 | 0 | 0 | 0 | 14628.75 | [12 empty] | 14628.75 | 14628.75 |  | 0 | [23 empty] | 14628.75 | 36 | 3 | Equipment acquired for specific research projects |  | N |  | N |  | N |  | N |  | N | Prior to FY1415=NOT required | 10
R0318 | 04-05 | 2006-08-01 06:00 | 2009-08-01 |  | Research | Research | TemCam | F214 | TemCam | TemCam - F214 Slow Scan CCD | Michael Smith Building | Michael Smith Building | [5 empty] | 0 | FLS | Life Sciences |  |  | 3c5 | 3. Materials Characterisation | C. Imaging | 5. In Vivo Fluorescence | [5 empty] | LE00111 | LE00111 | 9011 | LE00111 | 6520 | 9013 | 02 | 56287.4 | 56287.4 | 0 | 0 | 0 | 56287.4 | [12 empty] | 56287.4 | 56287.4 |  | 0 | [23 empty] | 56287.4 | 36 | 3 | Equipment acquired for specific research projects |  | N |  | N |  | N |  | N |  | N | Prior to FY1415=NOT required | 7
R0319 | 04-05 | 2006-08-01 06:00 | 2009-08-01 |  | Research | Research |  |  | PIV System | PIV System - High Poawer Laser With Light Sheet | Goldstein Lab, Barton Airfield | [7 empty] | EPS | CEAS | [9 empty] | Verified as part of data cleanse exercise (March 2015) |  | LE00102 | LE00102 | 9011 | LE00102 | 6520 | 9013 | 01 | 70421.28 | 70421.28 | 0 | 0 | 0 | 70421.28 | [12 empty] | 70421.28 | 70421.28 |  | 0 | [23 empty] | 70421.28 | 36 | 3 | Equipment acquired for specific research projects |  | N |  | N |  | N |  | N |  | N | Prior to FY1415=NOT required | 15
R0320 | 04-05 | 2006-08-01 06:00 | 2009-08-01 |  | Research | Research |  |  | Fibre Optic Connections | E-Merlin - Fibre Optic Connections | Underground Linkage between Telescopes | Jodrell Bank | Simon Garrington | [5 empty] | EPS | Physics | [11 empty] | LE00109 | LE00109 | 9011 | LE00109 | 6520 | 9013 | 01 | 294831 | 294831 | 0 | 0 | 0 | 294831 | [12 empty] | 294831 | 294831 |  | 0 | [23 empty] | 294831 | 36 | 3 | Equipment acquired for specific research projects |  | N |  | N |  | N |  | N |  | N | Prior to FY1415=NOT required | 13
R0321 | 04-05 | 2006-08-01 06:00 | 2009-08-01 |  | Research | Research |  |  | Electrothermal Mechanical Test System | Electrothermal Mechanical Test System | Materials Science Building A34 | Materials Science Building | [5 empty] | 0 | EPS | Materials | [7 empty] | yes | 2015-07-01 | PAUL JORDAN/JOHN GOODIER | as per Jun'15 verification exercise for FY14-15 YrEnd | LE00107 | LE00107 | 9011 | LE00107 | 6520 | 9013 | 01 | 28200 | 28200 | 0 | 0 | 0 | 28200 | [12 empty] | 28200 | 28200 |  | 0 | [23 empty] | 28200 | 36 | 3 | Equipment acquired for specific research projects |  | N |  | N |  | N |  | N |  | Y |  | 13
R0322 | 04-05 | 2006-08-01 06:00 | 2009-08-01 |  | Research | Research |  |  | Electrothermal Mechanical Test System | Electrothermal Mechanical Test System | Materials Science Building A34 | Materials Science Building | [5 empty] | 0 | EPS | Materials | [7 empty] | yes | 2015-07-01 | PAUL JORDAN/JOHN GOODIER | as per Jun'15 verification exercise for FY14-15 YrEnd | LE00107 | LE00107 | 9011 | LE00107 | 6520 | 9013 | 01 | 28200 | 28200 | 0 | 0 | 0 | 28200 | [12 empty] | 28200 | 28200 |  | 0 | [23 empty] | 28200 | 36 | 3 | Equipment acquired for specific research projects |  | N |  | N |  | N |  | N |  | Y |  | 13
R0323 | 04-05 | 2006-08-01 06:00 | 2009-08-01 |  | Research | Research | IBM |  | Storage racks. | Storage and public cluster racks. | Room G608, Stopford | Stopford Building | Chris Taylor | Chris Taylor | 1 Good | 2 Good | 2 General purpose research | 0 | MHS | Cancer & Enabling Sciences |  |  | 6a5 | 6. Infrastructure | A. IT | 5. Data Management | [5 empty] | LE00112 | LE00112 | 9011 | LE00112 | 6520 | 9013 | 25 | 144995.34 | 144995.34 | 0 | 0 | 0 | 144995.34 | [12 empty] | 144995.34 | 144995.34 |  | 0 | [23 empty] | 144995.34 | 36 | 3 | Equipment acquired for specific research projects |  | N |  | N |  | N |  | N |  | N | Prior to FY1415=NOT required | 3
R0324 | 04-05 | 2006-08-01 06:00 | 2009-08-01 |  | Research | Research |  |  | Piezorray Instrument | Piezorray Instrument | Michael Smith Building | Michael Smith Building | [5 empty] | 0 | FLS | Life Sciences |  |  | 4f1 | 4. Sample Measurement/Analysis | F. Proteins/Nucleic Acids | 1. Arrays | [5 empty] | LE00111 | LE00111 | 9011 | LE00111 | 6520 | 9013 | 01 | 59398.85 | 59398.85 | 0 | 0 | 0 | 59398.85 | [12 empty] | 59398.85 | 59398.85 |  | 0 | [23 empty] | 59398.85 | 36 | 3 | Equipment acquired for specific research projects |  | N |  | N |  | N |  | N |  | N | Prior to FY1415=NOT required | 9
R0325 | 04-05 | 2006-08-01 06:00 | 2009-08-01 |  | Research | Research |  |  | PIV Instrumentation | PIV Instrumentation | Goldstein Lab, Barton Airfield | [7 empty] | EPS | CEAS | [9 empty] | Verified as part of data cleanse exercise (March 2015) |  | LE00102 | LE00102 | 9011 | LE00102 | 6520 | 9013 | 01 | 50025.63 | 50025.63 | 0 | 0 | 0 | 50025.63 | [12 empty] | 50025.63 | 50025.63 |  | 0 | [23 empty] | 50025.63 | 36 | 3 | Equipment acquired for specific research projects |  | N |  | N |  | N |  | N |  | N | Prior to FY1415=NOT required | 15
R0327 | 04-05 | 2006-08-01 06:00 | 2009-08-01 |  | Research | Research | Bruker |  | Spectrometer | Electron Spin Resonance Spectrometer | Basement (Dan Sells) |  | Dan Sells |  | 1 Good | 2 Good | 2 General purpose research | 0 | EPS | Chemistry | [11 empty] | LE00103 | LE00103 | 9011 | LE00103 | 6520 | 9013 | 01 | 422609.78 | 422609.78 | 0 | 0 | 0 | 422609.78 | [12 empty] | 422609.78 | 422609.78 |  | 0 | [23 empty] | 422609.78 | 36 | 3 | Equipment acquired for specific research projects |  | N |  | N |  | N |  | N |  | N | Prior to FY1415=NOT required | 9
R0328 | 04-05 | 2006-08-01 06:00 | 2009-08-01 |  | Research | Research | Bruker |  | Spectrometer | ELEXSYS Electron Spin Resonance Spectrometer | Basement (Dan Sells) |  | Dan Sells |  | 1 Good | 2 Good | 2 General purpose research | 0 | EPS | Chemistry | [11 empty] | LE00103 | LE00103 | 9011 | LE00103 | 6520 | 9013 | 01 | 46956.64 | 46956.64 | 0 | 0 | 0 | 46956.64 | [12 empty] | 46956.64 | 46956.64 |  | 0 | [23 empty] | 46956.64 | 36 | 3 | Equipment acquired for specific research projects |  | N |  | N |  | N |  | N |  | N | Prior to FY1415=NOT required | 9
R0329 | 04-05 | 2006-08-01 06:00 | 2009-08-01 |  | Research | Research |  |  | Visualisation Platform & Interface | Optica X Plus Visualisation Platform & Interface (50% of Invoice) | OMIC (Yates/Coppo) | [6 empty] | 0 | EPS | Chemistry | [11 empty] | LE00103 | LE00103 | 9011 | LE00103 | 6520 | 9013 | 03 | 19035 | 19035 | 0 | 0 | 0 | 19035 | [12 empty] | 19035 | 19035 |  | 0 | [23 empty] | 19035 | 36 | 3 | Equipment acquired for specific research projects |  | N |  | N |  | N |  | N |  | N | Prior to FY1415=NOT required | 14
R0330 | 04-05 | 2006-08-01 06:00 | 2009-08-01 |  | Research | Research |  |  | Deposition System | 50% Deposit on XYZ Deposition System | OMIC (Nixon) |  | Keith Nixon | Keith Nixon |  |  |  | 0 | EPS | Chemistry | [9 empty] | Data confirmed as part of data cleanse exercise (March 2015). Asset not physically verified. |  | LE00103 | LE00103 | 9011 | LE00103 | 6520 | 9013 | 03 | 13218.75 | 13218.75 | 0 | 0 | 0 | 13218.75 | [12 empty] | 13218.75 | 13218.75 |  | 0 | [23 empty] | 13218.75 | 36 | 3 | Equipment acquired for specific research projects |  | N |  | N |  | N |  | N |  | N | Prior to FY1415=NOT required | 12
R0332 | 04-05 | 2006-08-01 06:00 | 2009-08-01 |  | Research | Research |  |  | Deposition System | Deposition System | OMIC (Nixon) |  | Keith Nixon | Keith Nixon |  |  |  | 0 | EPS | Chemistry | [9 empty] | Data confirmed as part of data cleanse exercise (March 2015). Asset not physically verified. |  | LE00103 | LE00103 | 9011 | LE00103 | 6520 | 9013 | 03 | 13218.75 | 13218.75 | 0 | 0 | 0 | 13218.75 | [12 empty] | 13218.75 | 13218.75 |  | 0 | [23 empty] | 13218.75 | 36 | 3 | Equipment acquired for specific research projects |  | N |  | N |  | N |  | N |  | N | Prior to FY1415=NOT required | 12
R0333 | 04-05 | 2006-08-01 06:00 | 2009-08-01 |  | Research | Research |  |  | Visualisation Platform | Visualisation Platform 50 % of order | OMIC (Nixon) |  | Keith Nixon | Keith Nixon |  |  |  | 0 | EPS | Chemistry | [9 empty] | Data confirmed as part of data cleanse exercise (March 2015). Asset not physically verified. |  | LE00103 | LE00103 | 9011 | LE00103 | 6520 | 9013 | 03 | 19035 | 19035 | 0 | 0 | 0 | 19035 | [12 empty] | 19035 | 19035 |  | 0 | [23 empty] | 19035 | 36 | 3 | Equipment acquired for specific research projects |  | N |  | N |  | N |  | N |  | N | Prior to FY1415=NOT required | 12
R0334 | 04-05 | 2006-08-01 06:00 | 2009-08-01 |  | Research | Research | Flourocube |  | Fluorocube Fluorescence Lifetime System | Fluorocube Fluorescence Lifetime System | Stopford Building | Stopford Building | E Bichenkova | E Bichenkova | 1 Good | 2 Good | 3 Research and Teaching | 0.2 | MHS | Pharmacy |  |  | 3a7 | 3. Materials Characterisation | A. Spectroscopy | 7. Fluorescence | [5 empty] | LE00116 | LE00116 | 9011 | LE00116 | 6520 | 9013 | 02 | 50944 | 50944 | 0 | 0 | 0 | 50944 | [12 empty] | 50944 | 50944 |  | 0 | [23 empty] | 50944 | 36 | 3 | Equipment acquired for specific research projects |  | N |  | N |  | N |  | N |  | N | Prior to FY1415=NOT required | 3
R0335 | 04-05 | 2006-08-01 06:00 | 2009-08-01 |  | Research | Research |  |  | Flurescence Imaging System | Flurescence Imaging System | [7 empty] | 0 | FLS | Life Sciences |  |  | 3d7 | 3. Materials Characterisation | D. Optical Microscopy | 7. Fluorescence | [5 empty] | LE00111 | LE00111 | 9011 | LE00111 | 6520 | 9013 | 01 | 57317 | 57317 | 0 | 0 | 0 | 57317 | [12 empty] | 57317 | 57317 |  | 0 | [23 empty] | 57317 | 36 | 3 | Equipment acquired for specific research projects |  | N |  | N |  | N |  | N |  | N | Prior to FY1415=NOT required | 11
R0336 | 04-05 | 2006-08-01 06:00 | 2009-08-01 |  | Research | Research |  |  | Fibre Optic connections | Fibre Optic connections - E- Merlin | Underground Linkage between Telescopes | Jodrell Bank | Simon Garrington | [5 empty] | EPS | Physics | [11 empty] | LE00109 | LE00109 | 9011 | LE00109 | 6520 | 9013 | 01 | 29375 | 29375 | 0 | 0 | 0 | 29375 | [12 empty] | 29375 | 29375 |  | 0 | [23 empty] | 29375 | 36 | 3 | Equipment acquired for specific research projects |  | N |  | N |  | N |  | N |  | N | Prior to FY1415=NOT required | 13
R0337 | 04-05 | 2006-08-01 06:00 | 2009-08-01 |  | Research | Research |  |  | Fibre Optic connections | Fibre Optic connections - E- Merlin | Underground Linkage between Telescopes | Jodrell Bank | Simon Garrington | [5 empty] | EPS | Physics | [11 empty] | LE00109 | LE00109 | 9011 | LE00109 | 6520 | 9013 | 01 | 29375 | 29375 | 0 | 0 | 0 | 29375 | [12 empty] | 29375 | 29375 |  | 0 | [23 empty] | 29375 | 36 | 3 | Equipment acquired for specific research projects |  | N |  | N |  | N |  | N |  | N | Prior to FY1415=NOT required | 13
R0338 | 04-05 | 2006-08-01 06:00 | 2009-08-01 |  | Research | Research |  |  | Visivector E320-3D System | Visivector E320-3D System | Schuster NLD pipe lab | Schuster Building | T Mullin | T Mullin | 1 Good | 2 Good | 2 General purpose research | 0.2 | EPS | Physics |  |  | 4C4 | 4. Sample Measurement/Analysis | C. Motion | 4. Fluid |  |  |  | Data confirmed as part of data cleanse exercise (March 2015). Asset not physically verified. |  | LE00109 | LE00109 | 9011 | LE00109 | 6520 | 9013 | 01 | 20018.34 | 20018.34 | 0 | 0 | 0 | 20018.34 | [12 empty] | 20018.34 | 20018.34 |  | 0 | [23 empty] | 20018.34 | 36 | 3 | Equipment acquired for specific research projects |  | N |  | N |  | N |  | N |  | N | Prior to FY1415=NOT required | 4
R0339 | 04-05 | 2006-08-01 06:00 | 2009-08-01 |  | Research | Research |  |  | Visivector E320-3D System | Visivector E320-3D System | Schuster NLD pipe lab | Schuster Building | T Mullin | T Mullin | 1 Good | 2 Good | 2 General purpose research | 0.2 | EPS | Physics |  |  | 4C4 | 4. Sample Measurement/Analysis | C. Motion | 4. Fluid |  |  |  | Data confirmed as part of data cleanse exercise (March 2015). Asset not physically verified. |  | LE00109 | LE00109 | 9011 | LE00109 | 6520 | 9013 | 01 | 2504.81 | 2504.81 | 0 | 0 | 0 | 2504.81 | [12 empty] | 2504.81 | 2504.81 |  | 0 | [23 empty] | 2504.81 | 36 | 3 | Equipment acquired for specific research projects |  | N |  | N |  | N |  | N |  | N | Prior to FY1415=NOT required | 4
R0340 | 04-05 | 2006-08-01 06:00 | 2009-08-01 |  | Research | Research |  |  | Electrophysiology Recording System | Electrophysiology Recording System | [7 empty] | 0 | FLS | Life Sciences |  |  | 3g1 | 3. Materials Characterisation | G. Surface analysis | 1. Charge | [5 empty] | LE00111 | LE00111 | 9011 | LE00111 | 6520 | 9013 | 02 | 43015 | 43015 | 0 | 0 | 0 | 43015 | [12 empty] | 43015 | 43015 |  | 0 | [23 empty] | 43015 | 36 | 3 | Equipment acquired for specific research projects |  | N |  | N |  | N |  | N |  | N | Prior to FY1415=NOT required | 11
R0341 | 04-05 | 2006-08-01 06:00 | 2009-08-01 |  | Research | Research |  |  | Fibre Optic connections | Fibre Optic connections - E- Merlin | Underground Linkage between Telescopes | Jodrell Bank | Simon Garrington | [5 empty] | EPS | Physics | [11 empty] | LE00109 | LE00109 | 9011 | LE00109 | 6520 | 9013 | 01 | 41250 | 41250 | 0 | 0 | 0 | 41250 | [12 empty] | 41250 | 41250 |  | 0 | [23 empty] | 41250 | 36 | 3 | Equipment acquired for specific research projects |  | N |  | N |  | N |  | N |  | N | Prior to FY1415=NOT required | 13
R0342 | 05-06 | 2006-08-01 06:00 | 2009-08-01 |  | Research | Research |  |  | Access grid node | Access grid node | Liverpool University | [6 empty] | 0 | MHS | Community Based Medicine | [11 empty] | R011183 | R011183 | 9011 | R011183 | 6520 | 9013 | 25 | 39936.12 | 39936.12 | 0 | 0 | 0 | 39936.12 | [12 empty] | 39936.12 | 39936.12 |  | 0 | [23 empty] | 39936.12 | 36 | 3 | Equipment acquired for specific research projects |  | N |  | N |  | N |  | N |  | N | Prior to FY1415=NOT required | 14
R0343 | 05-06 | 2006-08-01 06:00 | 2009-08-01 |  | Research | Research |  |  | Dark Fibres | Dark Fibres - E-Merlin | Underground Linkage between Telescopes | Jodrell Bank | Simon Garrington | [5 empty] | EPS | Physics | [11 empty] | R011531 | R011531 | 9011 | R011531 | 6520 | 9013 | 01 | 29375 | 29375 | 0 | 0 | 0 | 29375 | [12 empty] | 29375 | 29375 |  | 0 | [23 empty] | 29375 | 36 | 3 | Equipment acquired for specific research projects |  | N |  | N |  | N |  | N |  | N | Prior to FY1415=NOT required | 13
R0344 | 05-06 | 2006-08-01 06:00 | 2009-08-01 |  | Research | Research |  |  | Fibre Optic Connections | E-Merlin - Fibre Optic Connections | Underground Linkage between Telescopes | Jodrell Bank | Simon Garrington | [5 empty] | EPS | Physics | [11 empty] | R010874 | R010874 | 9011 | R010874 | 6520 | 9013 | 01 | 56780.75 | 56780.75 | 0 | 0 | 0 | 56780.75 | [12 empty] | 56780.75 | 56780.75 |  | 0 | [23 empty] | 56780.75 | 36 | 3 | Equipment acquired for specific research projects |  | N |  | N |  | N |  | N |  | N | Prior to FY1415=NOT required | 13
R0345 | 05-06 | 2006-08-01 06:00 | 2009-08-01 |  | Research | Research | MRL | MPMS XL7 | Squid Magnetometer | Squid Magnetometer | B18 (R E Winpenny) |  | Dave Collinson | Dave Collinson | 1 Good | 2 Good | 2 General purpose research | 0 | EPS | Chemistry |  |  | 3j2 | 3. Materials Characterisation | J. Magnetometry | 2. SQUID |  |  |  | Data confirmed as part of data cleanse exercise (March 2015). Asset not physically verified. |  | R011607 | R011607 | 9011 | R011607 | 6520 | 9013 | 01 | 217616.49 | 217616.49 | 0 | 0 | 0 | 217616.49 | [12 empty] | 217616.49 | 217616.49 |  | 0 | [23 empty] | 217616.49 | 36 | 3 | Equipment acquired for specific research projects |  | N |  | N |  | N |  | N |  | N | Prior to FY1415=NOT required | 3
R0346 | 05-06 | 2006-08-01 06:00 | 2009-08-01 |  | Research | Research |  |  | Dark Fibres | Dark Fibres - E-Merlin | Underground Linkage between Telescopes | Jodrell Bank | Simon Garrington | [5 empty] | EPS | Physics | [11 empty] | R011531 | R011531 | 9011 | R011531 | 6520 | 9013 | 01 | 12000 | 12000 | 0 | 0 | 0 | 12000 | [12 empty] | 12000 | 12000 |  | 0 | [23 empty] | 12000 | 36 | 3 | Equipment acquired for specific research projects |  | N |  | N |  | N |  | N |  | N | Prior to FY1415=NOT required | 13
R0347 | 05-06 | 2006-08-01 06:00 | 2009-08-01 |  | Research | Research | Zeiss | Axiovert | Microscope | Axiovert Microscope | Michael Smith Building | Michael Smith Building | Martin Humphries | Martin Humphries |  |  |  | 0 | FLS | Life Sciences |  |  | 3d3 | 3. Materials Characterisation | D. Optical Microscopy | 3. Transmission | [5 empty] | R010037 | R010037 | 9011 | R010037 | 6520 | 9013 | 31 | 38610.4 | 38610.4 | 0 | 0 | 0 | 38610.4 | [12 empty] | 38610.4 | 38610.4 |  | 0 | [23 empty] | 38610.4 | 36 | 3 | Equipment acquired for specific research projects |  | N |  | N |  | N |  | N |  | N | Prior to FY1415=NOT required | 5
R0348 | 05-06 | 2006-08-01 06:00 | 2009-08-01 |  | Research | Research | Malvern | Viscotek | Viscotek GPC System | Viscotek GPC System | OMIC (Nixon) |  | Keith Nixon | Steve Yeates | 1 Good | 2 Good | 2 General purpose research | 0 | EPS | Chemistry |  |  | 3l5 | 3. Materials Characterisation | L. Chemical Analysis | 5. Chromatography |  |  |  | Data confirmed as part of data cleanse exercise (March 2015). Asset not physically verified. |  | R010522 | R010522 | 9011 | R010522 | 6520 | 9013 | 03 | 29492.5 | 29492.5 | 0 | 0 | 0 | 29492.5 | [12 empty] | 29492.5 | 29492.5 |  | 0 | [23 empty] | 29492.5 | 36 | 3 | Equipment acquired for specific research projects |  | N |  | N |  | N |  | N |  | N | Prior to FY1415=NOT required | 3
R0349 | 05-06 | 2006-08-01 06:00 | 2009-08-01 |  | Research | Research |  |  | Pressure Stopped Flow System | Pressure Stopped Flow System | MIB 3.025 | MIB Building | Derren Heyes | Derren Heyes | 1 good | 1 State of art | 2 General purpose research | 0.5 | FLS | Life Sciences |  |  | 3b1 | 3. Materials Characterisation | B. Spectrometry | 1. Spectrophotometry | [5 empty] | R011670 | R011670 | 9011 | R011670 | 6520 | 9013 | 01 | 25000 | 25000 | 0 | 0 | 0 | 25000 | [12 empty] | 25000 | 25000 |  | 0 | [23 empty] | 25000 | 36 | 3 | Equipment acquired for specific research projects |  | N |  | N |  | N |  | N |  | N | Prior to FY1415=NOT required | 4
R0350 | 05-06 | 2006-08-01 06:00 | 2009-08-01 |  | Part Funded | Other | Thermo |  | Spectrometer | Thermo Electron - Spectrometer | Materials Science Building C3 | Materials Science Building | John Walton | John Walton | 1 Good | 2 Good | 3 Research and Teaching | 0.1 | EPS | Materials |  |  | 3M3 | 3. Materials Characterisation | M. Physical Properties | 3. Thermal |  | yes | 2015-07-01 | PAUL JORDAN/JOHN GOODIER | as per Jun'15 verification exercise for FY14-15 YrEnd | FA00368 | FA00368 | 9011 | FA00368 | 6520 | 9013 | 01 | 28660.6 | 28660.6 | 0 | 0 | 0 | 28660.6 | [12 empty] | 28660.6 | 28660.6 |  | 0 | [23 empty] | 28660.6 | 36 | 3 | Equipment acquired for specific research projects |  | N |  | N |  | N |  | N |  | Y |  | 3
R0351 | 05-06 | 2006-08-01 06:00 | 2009-08-01 |  | Part Funded | Other | TA Instruments |  | Dynamic Mechanical analyser | TA Instruments Ltd - Dynamic Mechanical analyser | Materials Science Building C3 | Materials Science Building | Polly Crook | Peter Lovell | 1 Good | 2 Good | 3 Research and Teaching | 0.1 | EPS | Materials |  |  | 3M3 | 3. Materials Characterisation | M. Physical Properties | 3. Thermal |  | yes | 2015-07-01 | PAUL JORDAN/JOHN GOODIER | as per Jun'15 verification exercise for FY14-15 YrEnd | FA00368 | FA00368 | 9011 | FA00368 | 6520 | 9013 | 01 | 25139.48 | 25139.48 | 0 | 0 | 0 | 25139.48 | [12 empty] | 25139.48 | 25139.48 |  | 0 | [23 empty] | 25139.48 | 36 | 3 | Equipment acquired for specific research projects |  | N |  | N |  | N |  | N |  | Y |  | 3
R0352 | 05-06 | 2006-08-01 06:00 | 2009-08-01 |  | Research | Research |  |  | HPS AMD Cluster | TRANSTEC - HPS AMD Cluster | Michael Smith Building B1087 | Michael Smith Building | Jeremy Hubbard | Jeremy Hubbard |  |  |  | 0 | FLS | Life Sciences |  |  | 6a5 | 6. Infrastructure | A. IT | 5. Data Management |  |  |  | Verified as part of data cleanse exercise (March 2015) |  | R012483 | R012483 | 9011 | R012483 | 6520 | 9013 | 01 | 32591.39 | 32591.39 | 0 | 0 | 0 | 32591.39 | [12 empty] | 32591.39 | 32591.39 |  | 0 | [23 empty] | 32591.39 | 36 | 3 | Equipment acquired for specific research projects |  | N |  | N |  | N |  | N |  | N | Prior to FY1415=NOT required | 7
R0353 | 05-06 | 2006-08-01 06:00 | 2009-08-01 |  | Research | Research |  |  | Crystal HT-100 Auto Visualisation System | Crystal HT-100 Auto Visualisation System | MIB building | MIB Building | Patrick Bryant | Patrick Bryant | 3 Poor - Inoperable | 3 Adequate | 2 General purpose research | 1 | FLS | Life Sciences |  |  | 2e5 | 2. Process Equipment – Biological | E. Characterisation | 5. Plate Readers | [5 empty] | R030016 | R030016 | 9011 | R030016 | 6520 | 9013 | 01 | 40950 | 40950 | 0 | 0 | 0 | 40950 | [12 empty] | 40950 | 40950 |  | 0 | [23 empty] | 40950 | 36 | 3 | Equipment acquired for specific research projects |  | N |  | N |  | N |  | N |  | N | Prior to FY1415=NOT required | 4
R0354 | 05-06 | 2006-08-01 06:00 | 2009-08-01 |  | Research | Research |  |  | Mosquito for Crystallography 5 way | Mosquito for Crystallography 5 way | MIB building LG027 | MIB Building | Patrick Bryant | Patrick Bryant | 1 Good | 1 State of art | 1 Dedicated to particular experiment | 0.5 | FLS | Life Sciences |  |  | 1h1 | 1. Process Equipment – Physical | H. Sample Manipulation | 1. Robot | [5 empty] | R012497 | R012497 | 9011 | R012497 | 6520 | 9013 | 01 | 65350 | 65350 | 0 | 0 | 0 | 65350 | [12 empty] | 65350 | 65350 |  | 0 | [23 empty] | 65350 | 36 | 3 | Equipment acquired for specific research projects |  | N |  | N |  | N |  | N |  | N | Prior to FY1415=NOT required | 4
R0355 | 05-06 | 2006-08-01 06:00 | 2009-08-01 |  | Research | Research | Silverson |  | recycle plant | Silverson 50 litre recycle plant | James Chadwick Building | Morton Laboratory | Michael Cooke | Peter Martin | 1 Good | 2 Good | 3 Research and Teaching | 0.5 | EPS | CEAS | [7 empty] | yes | 2015-07-01 | GARY BURNS | as per Jun'15 verification exercise for FY14-15 YrEnd | R012613 | R012613 | 9011 | R012613 | 6520 | 9013 | 04 | 54490 | 54490 | 0 | 0 | 0 | 54490 | [12 empty] | 54490 | 54490 |  | 0 | [23 empty] | 54490 | 36 | 3 | Equipment acquired for specific research projects |  | N |  | N |  | N |  | N |  | Y |  | 7
R0356 | 05-06 | 2006-08-01 06:00 | 2009-08-01 |  | Research | Research | Silverson |  | recycle plant | Silverson 50 litre recycle plant | James Chadwick Building | Morton Laboratory | Michael Cooke | Peter Martin | 1 Good | 2 Good | 3 Research and Teaching | 0.5 | EPS | CEAS | [7 empty] | yes | 2015-07-01 | GARY BURNS | as per Jun'15 verification exercise for FY14-15 YrEnd | R012613 | R012613 | 9011 | R012613 | 6520 | 9013 | 04 | 136225 | 136225 | 0 | 0 | 0 | 136225 | [12 empty] | 136225 | 136225 |  | 0 | [23 empty] | 136225 | 36 | 3 | Equipment acquired for specific research projects |  | N |  | N |  | N |  | N |  | Y |  | 7
R0357 | 05-06 | 2006-08-01 06:00 | 2009-08-01 |  | Research | Research | Silverson |  | recycle plant | Silverson 50 litre recycle plant | James Chadwick Building | Morton Laboratory | Michael Cooke | Peter Martin | 1 Good | 2 Good | 3 Research and Teaching | 0.5 | EPS | CEAS | [7 empty] | yes | 2015-07-01 | GARY BURNS | as per Jun'15 verification exercise for FY14-15 YrEnd | R012613 | R012613 | 9011 | R012613 | 6520 | 9013 | 04 | 27245 | 27245 | 0 | 0 | 0 | 27245 | [12 empty] | 27245 | 27245 |  | 0 | [23 empty] | 27245 | 36 | 3 | Equipment acquired for specific research projects |  | N |  | N |  | N |  | N |  | Y |  | 7
R0358 | 05-06 | 2006-08-01 06:00 | 2009-08-01 |  | Research | Research | Combimatrix Corp | B3 Synthesiser | B3 synthesiser | Combimatrix corporation - B3 synthesiser | MIB Building Prof Kell | MIB Building | Dave Ellis | Douglas Kell | 1 Good | 2 Good | 2 General purpose research | 0.1 | EPS | Chemistry | [9 empty] | Data confirmed as part of data cleanse exercise (March 2015). Asset not physically verified. |  | R012755 | R012755 | 9011 | R012755 | 6520 | 9013 | 01 | 127417.4 | 127417.4 | 0 | 0 | 0 | 127417.4 | [12 empty] | 127417.4 | 127417.4 |  | 0 | [23 empty] | 127417.4 | 36 | 3 | Equipment acquired for specific research projects |  | N |  | N |  | N |  | N |  | N | Prior to FY1415=NOT required | 6
R0359 | 05-06 | 2006-08-01 06:00 | 2009-08-01 |  | Research | Research | Schaffner | Profline 2115-400 | Profline 2115-400 | Schaffner - Profline 2115-400 | Sackville St Building A1 | Sackville Street Building | Mike Barnes | Mike Barnes | 2 Adequate | 1 State of art | 1 Dedicated to particular experiment | 0 | EPS | EEE |  |  | 4k1 | 4. Sample Measurement/Analysis | K. Electrical | 1. High Voltage |  |  |  | Verified by Mike Barnes please chang to : state 'Adequate', technical status 'good' |  | R012940 | R012940 | 9011 | R012940 | 6520 | 9013 | 01 | 45578.25 | 45578.25 | 0 | 0 | 0 | 45578.25 | [12 empty] | 45578.25 | 45578.25 |  | 0 | [23 empty] | 45578.25 | 36 | 3 | Equipment acquired for specific research projects |  | N |  | N |  | N |  | N |  | N | Prior to FY1415=NOT required | 2
R0360 | 05-06 | 2006-08-01 06:00 | 2009-08-01 |  | Research | Research | FLIR Systems |  | camera | Flir systems - thermavision camera package | Sackville St building C51g | Sackville Street Building | David Whitehead |  | 1 Good | 1 State of art | 2 General purpose research | 0 | EPS | MACE | [11 empty] | R013149 | R013149 | 9011 | R013149 | 6520 | 9013 | 01 | 27025 | 27025 | 0 | 0 | 0 | 27025 | [12 empty] | 27025 | 27025 |  | 0 | [23 empty] | 27025 | 36 | 3 | Equipment acquired for specific research projects |  | N |  | N |  | N |  | N |  | N | Prior to FY1415=NOT required | 8
R0361 | 05-06 | 2006-08-01 06:00 | 2009-08-01 |  | Research | Research | Powerlase | A04 | laser | Starlase A04 switched cavity laser | Sackville St building A50 | Sackville Street Building | David Whitehead |  |  |  |  | 0 | EPS | MACE | [11 empty] | R013173 | R013173 | 9011 | R013173 | 6520 | 9013 | 01 | 134720.71 | 134720.71 | 0 | 0 | 0 | 134720.71 | [12 empty] | 134720.71 | 134720.71 |  | 0 | [23 empty] | 134720.71 | 36 | 3 | Equipment acquired for specific research projects |  | N |  | N |  | N |  | N |  | N | Prior to FY1415=NOT required | 10
R0362 | 05-06 | 2006-08-01 06:00 | 2009-08-01 |  | Research | Research | Veeco |  | CP system for nanolithography | VEECO - CP system for nanolithography | Materials Science Building A35b | Materials Science Building | Andrew Forrest | Brian Derby |  |  |  | 0 | EPS | Materials |  |  | 3F1 | 3. Materials Characterisation | F. Surface Probe Microscopy | 1. Atomic Force |  | yes | 2015-07-01 | PAUL JORDAN/JOHN GOODIER | as per Jun'15 verification exercise for FY14-15 YrEnd | R013271 | R013271 | 9011 | R013271 | 6520 | 9013 | 04 | 61940 | 61940 | 0 | 0 | 0 | 61940 | [12 empty] | 61940 | 61940 |  | 0 | [23 empty] | 61940 | 36 | 3 | Equipment acquired for specific research projects |  | N |  | N |  | N |  | N |  | Y |  | 6
R0363 | 05-06 | 2006-08-01 06:00 | 2009-08-01 |  | Research | Research | Veeco | TMX 2100 | TMX - 2100 control system | VEECO - TMX - 2100 control system | Materials Science Building A35b | Materials Science Building | Andrew Forrest | Andrew Forrest |  |  |  | 0 | EPS | Materials | [7 empty] | yes | 2015-07-01 | PAUL JORDAN/JOHN GOODIER | as per Jun'15 verification exercise for FY14-15 YrEnd | R013271 | R013271 | 9011 | R013271 | 6520 | 9013 | 04 | 40310 | 40310 | 0 | 0 | 0 | 40310 | [12 empty] | 40310 | 40310 |  | 0 | [23 empty] | 40310 | 36 | 3 | Equipment acquired for specific research projects |  | N |  | N |  | N |  | N |  | Y |  | 9
R0364 | 05-06 | 2006-08-01 06:00 | 2009-08-01 |  | Research | Research | 3D Systems | Viper Si2 SLA | Viper S12 SLA system | 3D systems - Viper S12 SLA system | Materials Science Building A24c or D24c | Materials Science Building | Andrew Walwork | Brian Derby |  |  |  | 0 | EPS | Materials | [7 empty] | yes | 2015-07-01 | PAUL JORDAN/JOHN GOODIER | as per Jun'15 verification exercise for FY14-15 YrEnd | R013271 | R013271 | 9011 | R013271 | 6520 | 9013 | 01 | 27404 | 27404 | 0 | 0 | 0 | 27404 | [12 empty] | 27404 | 27404 |  | 0 | [23 empty] | 27404 | 36 | 3 | Equipment acquired for specific research projects |  | N |  | N |  | N |  | N |  | Y |  | 9
R0365 | 05-06 | 2006-08-01 06:00 | 2009-08-01 |  | Research | Research | 3D Systems | Viper Si2 SLA | Viper S12 SLA system | 3D systems - Viper S12 SLA system | Materials Science Building A24c or D24c | Materials Science Building | [5 empty] | 0 | EPS | Materials | [7 empty] | yes | 2015-07-01 | PAUL JORDAN/JOHN GOODIER | as per Jun'15 verification exercise for FY14-15 YrEnd | R013271 | R013271 | 9011 | R013271 | 6520 | 9013 | 01 | 95914 | 95914 | 0 | 0 | 0 | 95914 | [12 empty] | 95914 | 95914 |  | 0 | [23 empty] | 95914 | 36 | 3 | Equipment acquired for specific research projects |  | N |  | N |  | N |  | N |  | Y |  | 11
R0366 | 05-06 | 2006-08-01 06:00 | 2009-08-01 |  | Research | Research | 3D Systems | Viper Si2 SLA | Viper S12 SLA system | 3D systems - Viper S12 SLA system | Materials Science Building A24c or D24c | Materials Science Building | [5 empty] | 0 | EPS | Materials | [7 empty] | yes | 2015-07-01 | PAUL JORDAN/JOHN GOODIER | as per Jun'15 verification exercise for FY14-15 YrEnd | R013271 | R013271 | 9011 | R013271 | 6520 | 9013 | 01 | 13702 | 13702 | 0 | 0 | 0 | 13702 | [12 empty] | 13702 | 13702 |  | 0 | [23 empty] | 13702 | 36 | 3 | Equipment acquired for specific research projects |  | N |  | N |  | N |  | N |  | Y |  | 11
R0367 | 05-06 | 2006-08-01 06:00 | 2009-08-01 |  | Research | Research |  |  | Micro DSC II and Accessories | Micro DSC II and Accessories | Materials Science Building C3 | Materials Science Building | Polly Crook | Peter Lovell | 1 Good | 2 Good | 3 Research and Teaching | 0.1 | EPS | Materials |  |  | 3M3 | 3. Materials Characterisation | M. Physical Properties | 3. Thermal |  | yes | 2015-07-01 | PAUL JORDAN/JOHN GOODIER | as per Jun'15 verification exercise for FY14-15 YrEnd | R013282 | R013282 | 9011 | R013282 | 6520 | 9013 | 01 | 15808.93 | 15808.93 | 0 | 0 | 0 | 15808.93 | [12 empty] | 15808.93 | 15808.93 |  | 0 | [23 empty] | 15808.93 | 36 | 3 | Equipment acquired for specific research projects |  | N |  | N |  | N |  | N |  | Y |  | 4
R0368 | 05-06 | 2006-08-01 06:00 | 2009-08-01 |  | Research | Research | FEI | Nova 600 Nanolab | Nova 600 nanolab | Nova 600 nanolab and associated equipment | Materials Science Building A29 | Materials Science Building | Ali Gholinia | Grace Burke | 1 Good | 2 Good | 2 General purpose research | 0 | EPS | Materials |  | Electron Microscopy | 3E6 | 3. Materials Characterisation | E. Electron/Ion Microscopy | 6. Ion Beam |  | yes | 2015-07-01 | PAUL JORDAN/JOHN GOODIER | as per Jun'15 verification exercise for FY14-15 YrEnd | R013299 | R013299 | 9011 | R013299 | 6520 | 9013 | 01 | 861862.5 | 861862.5 | 0 | 0 | 0 | 861862.5 | [12 empty] | 861862.5 | 861862.5 |  | 0 | [23 empty] | 861862.5 | 36 | 3 | Equipment acquired for specific research projects |  | N |  | N |  | N |  | N |  | Y |  | 1
R0369 | 05-06 | 2006-08-01 06:00 | 2009-08-01 |  | Research | Research | FEI | Nova 600 Nanolab | Nova 600 nanolab | Nova 600 nanolab and associated equipment | Materials Science Building A29 | Materials Science Building | [5 empty] | 0 | EPS | Materials |  | Electron Microscopy | [5 empty] | yes | 2015-07-01 | PAUL JORDAN/JOHN GOODIER | as per Jun'15 verification exercise for FY14-15 YrEnd | R013299 | R013299 | 9011 | R013299 | 6520 | 9013 | 01 | 95762.5 | 95762.5 | 0 | 0 | 0 | 95762.5 | [12 empty] | 95762.5 | 95762.5 |  | 0 | [23 empty] | 95762.5 | 36 | 3 | Equipment acquired for specific research projects |  | N |  | N |  | N |  | N |  | Y |  | 10
R0370 | 05-06 | 2006-08-01 06:00 | 2009-08-01 |  | Research | Research |  |  | Nanoscope3 Multi-mode Scanning Probe Microscope | Versitile Scanning Probe Microscope | Materials Science Building D22 | Materials Science Building | John Walton | John Walton | 1 Good | 2 Good | 2 General purpose research | 0.4 | EPS | Materials |  | Scanning Probe Microscopy | 3F1 | 3. Materials Characterisation | F. Surface Probe Microscopy | 1. Atomic Force |  | yes | 2015-07-01 | PAUL JORDAN/JOHN GOODIER | as per Jun'15 verification exercise for FY14-15 YrEnd | R013301 | R013301 | 9011 | R013301 | 6520 | 9013 | 01 | 100000 | 100000 | 0 | 0 | 0 | 100000 | [12 empty] | 100000 | 100000 |  | 0 | [23 empty] | 100000 | 36 | 3 | Equipment acquired for specific research projects |  | N |  | N |  | N |  | N |  | Y |  | 3
R0371 | 05-06 | 2006-08-01 06:00 | 2009-08-01 |  | Research | Research | Instron |  | Instron Universal Testing Machine | Instron Universal Testing Machine and Environ chamber | Materials Science Building A34 | Materials Science Building | Stuart Morse | Stuart Morse |  |  |  | 0 | EPS | Materials |  |  | 3K1 | 3. Materials Characterisation | K. Mechanical Properties | 1. Tensometer |  | yes | 2015-07-01 | PAUL JORDAN/JOHN GOODIER | as per Jun'15 verification exercise for FY14-15 YrEnd | R013301 | R013301 | 9011 | R013301 | 6520 | 9013 | 01 | 32669.7 | 32669.7 | 0 | 0 | 0 | 32669.7 | [12 empty] | 32669.7 | 32669.7 |  | 0 | [23 empty] | 32669.7 | 36 | 3 | Equipment acquired for specific research projects |  | N |  | N |  | N |  | N |  | Y |  | 6
R0372 | 05-06 | 2006-08-01 06:00 | 2009-08-01 |  | Research | Research |  |  | FSW Machine | FSW Machine | Materials Science Building A40 | Materials Science Building | David strong |  | 1 Good | 2 Good | 3 Research and Teaching | 0.3 | EPS | Materials | [7 empty] | yes | 2015-07-01 | PAUL JORDAN/JOHN GOODIER | as per Jun'15 verification exercise for FY14-15 YrEnd | R013301 | R013301 | 9011 | R013301 | 6520 | 9013 | 01 | 35205.94 | 35205.94 | 0 | 0 | 0 | 35205.94 | [12 empty] | 35205.94 | 35205.94 |  | 0 | [23 empty] | 35205.94 | 36 | 3 | Equipment acquired for specific research projects |  | N |  | N |  | N |  | N |  | Y |  | 9
R0373 | 05-06 | 2006-08-01 06:00 | 2009-08-01 |  | Research | Research |  |  | FSW Machine | FSW Machine | Materials Science Building A40 | Materials Science Building |  |  | 1 Good | 2 Good | 2 General purpose research | 0.3 | EPS | Materials | [7 empty] | yes | 2015-07-01 | PAUL JORDAN/JOHN GOODIER | as per Jun'15 verification exercise for FY14-15 YrEnd | R013301 | R013301 | 9011 | R013301 | 6520 | 9013 | 01 | 6102.36 | 6102.36 | 0 | 0 | 0 | 6102.36 | [12 empty] | 6102.36 | 6102.36 |  | 0 | [23 empty] | 6102.36 | 36 | 3 | Equipment acquired for specific research projects |  | N |  | N |  | N |  | N |  | Y |  | 10
R0374 | 05-06 | 2006-08-01 06:00 | 2009-08-01 |  | Research | Research |  |  | FSW Machine | FSW Machine | Materials Science Building A40 | Materials Science Building |  |  | 1 Good | 2 Good | 3 Research and Teaching | 0.3 | EPS | Materials | [7 empty] | yes | 2015-07-01 | PAUL JORDAN/JOHN GOODIER | as per Jun'15 verification exercise for FY14-15 YrEnd | R013301 | R013301 | 9011 | R013301 | 6520 | 9013 | 01 | 30511.81 | 30511.81 | 0 | 0 | 0 | 30511.81 | [12 empty] | 30511.81 | 30511.81 |  | 0 | [23 empty] | 30511.81 | 36 | 3 | Equipment acquired for specific research projects |  | N |  | N |  | N |  | N |  | Y |  | 10
R0375 | 05-06 | 2006-08-01 06:00 | 2009-08-01 |  | Research | Research |  |  | FSW Machine | FSW Machine | Materials Science Building A40 | Materials Science Building |  |  | 1 Good | 2 Good | 3 Research and Teaching | 0.3 | EPS | Materials | [7 empty] | yes | 2015-07-01 | PAUL JORDAN/JOHN GOODIER | as per Jun'15 verification exercise for FY14-15 YrEnd | R013301 | R013301 | 9011 | R013301 | 6520 | 9013 | 01 | 6102.36 | 6102.36 | 0 | 0 | 0 | 6102.36 | [12 empty] | 6102.36 | 6102.36 |  | 0 | [23 empty] | 6102.36 | 36 | 3 | Equipment acquired for specific research projects |  | N |  | N |  | N |  | N |  | Y |  | 10
R0376 | 05-06 | 2006-08-01 06:00 | 2009-08-01 |  | Research | Research |  |  | FSW Machine | FSW Machine | Materials Science Building A40 | Materials Science Building | David strong |  | 1 Good | 2 Good | 3 Research and Teaching | 0.3 | EPS | Materials | [7 empty] | yes | 2015-07-01 | PAUL JORDAN/JOHN GOODIER | as per Jun'15 verification exercise for FY14-15 YrEnd | R013301 | R013301 | 9011 | R013301 | 6520 | 9013 | 01 | 48818.9 | 48818.9 | 0 | 0 | 0 | 48818.9 | [12 empty] | 48818.9 | 48818.9 |  | 0 | [23 empty] | 48818.9 | 36 | 3 | Equipment acquired for specific research projects |  | N |  | N |  | N |  | N |  | Y |  | 9
R0377 | 05-06 | 2006-08-01 06:00 | 2009-08-01 |  | Research | Research |  |  | FSM Machine | FSM Machine | Materials Science Building A40 | Materials Science Building | David strong |  | 1 Good | 2 Good | 3 Research and Teaching | 0.3 | EPS | Materials | [7 empty] | yes | 2015-07-01 | PAUL JORDAN/JOHN GOODIER | as per Jun'15 verification exercise for FY14-15 YrEnd | R013301 | R013301 | 9011 | R013301 | 6520 | 9013 | 01 | 30511.81 | 30511.81 | 0 | 0 | 0 | 30511.81 | [12 empty] | 30511.81 | 30511.81 |  | 0 | [23 empty] | 30511.81 | 36 | 3 | Equipment acquired for specific research projects |  | N |  | N |  | N |  | N |  | Y |  | 9
R0378 | 05-06 | 2006-08-01 06:00 | 2009-08-01 |  | Research | Research | LaVision |  | Strainmaster - PJW | Strainmaster - PJW |  |  | Jonathan Duff | Philip Withers |  |  |  | 0 | EPS | Materials |  |  | 3K1 | 3. Materials Characterisation | K. Mechanical Properties | 1. Tensometer | [5 empty] | R013308 | R013308 | 9011 | R013308 | 6520 | 9013 | 01 | 43099 | 43099 | 0 | 0 | 0 | 43099 | [12 empty] | 43099 | 43099 |  | 0 | [23 empty] | 43099 | 36 | 3 | Equipment acquired for specific research projects |  | N |  | N |  | N |  | N |  | N | Prior to FY1415=NOT required | 8
R0379 | 05-06 | 2006-08-01 06:00 | 2009-08-01 |  | Research | Research | Particle Metrics Inc (DMT) | UHSAS | Model UHSAS spectrometer | Particle Metrics Inc - Model UHSAS spectrometer | Schuster Bio lab | Schuster Building | Jian Lu | Jian Lu | 1 Good | 2 Good | 2 General purpose research | 0.2 | EPS | Physics |  |  | 3B3 | 3. Materials Characterisation | B. Spectrometry | 3. Mass Spectrometry |  |  |  | Data confirmed as part of data cleanse exercise (March 2015). Asset not physically verified. |  | R013423 | R013423 | 9011 | R013423 | 6520 | 9013 | 01 | 35110.91 | 35110.91 | 0 | 0 | 0 | 35110.91 | [12 empty] | 35110.91 | 35110.91 |  | 0 | [23 empty] | 35110.91 | 36 | 3 | Equipment acquired for specific research projects |  | N |  | N |  | N |  | N |  | N | Prior to FY1415=NOT required | 2
R0380 | 05-06 | 2006-08-01 06:00 | 2009-08-01 |  | Research | Research |  |  | HPSF - 56 High Pressure Stopped Flow System | HPSF - 56 High Pressure Stopped Flow System | MIB 3.025 | MIB Building | Derren Heyes | Derren Heyes | 1 Good | 1 State of art | 2 General purpose research | 0.5 | FLS | Life Sciences |  |  | 3b1 | 3. Materials Characterisation | B. Spectrometry | 1. Spectrophotometry | [5 empty] | R011670 | R011670 | 9011 | R011670 | 6520 | 9013 | 01 | 25000 | 25000 | 0 | 0 | 0 | 25000 | [12 empty] | 25000 | 25000 |  | 0 | [23 empty] | 25000 | 36 | 3 | Equipment acquired for specific research projects |  | N |  | N |  | N |  | N |  | N | Prior to FY1415=NOT required | 4
R0381 | 05-06 | 2006-08-01 06:00 | 2009-08-01 |  | Research | Research |  |  | Pplied Photophysic rapid mixing Stopped Flow system | Stopped Flow Reaction Analyser | MIB building 3.055 | MIB Building | Derren Heyes | Derren Heyes | 1 Good | 2 Good | 2 General purpose research | 0.2 | FLS | Life Sciences |  |  | 3b1 | 3. Materials Characterisation | B. Spectrometry | 1. Spectrophotometry | [5 empty] | R011506 | R011506 | 9011 | R011506 | 6520 | 9013 | 01 | 41600 | 41600 | 0 | 0 | 0 | 41600 | [12 empty] | 41600 | 41600 |  | 0 | [23 empty] | 41600 | 36 | 3 | Equipment acquired for specific research projects |  | N |  | N |  | N |  | N |  | N | Prior to FY1415=NOT required | 4
R0382 | 05-06 | 2006-08-01 06:00 | 2009-08-01 |  | Research | Research | Triton | Full Mode DMA | DMA Full Mode | DMA Full Mode | OMIC (Nixon) |  | Keith Nixon | Mike Turner | 1 Good | 2 Good | 2 General purpose research | 0 | EPS | Chemistry |  |  | 3K1 | 3. Materials Characterisation | K. Mechanical Properties | 1. Tensometer |  |  |  | Data confirmed as part of data cleanse exercise (March 2015). Asset not physically verified. |  | R010522 | R010522 | 9011 | R010522 | 6520 | 9013 | 03 | 54498.85 | 54498.85 | 0 | 0 | 0 | 54498.85 | [12 empty] | 54498.85 | 54498.85 |  | 0 | [23 empty] | 54498.85 | 36 | 3 | Equipment acquired for specific research projects |  | N |  | N |  | N |  | N |  | N | Prior to FY1415=NOT required | 3
R0383 | 05-06 | 2006-08-01 06:00 | 2009-08-01 |  | Research | Research |  |  | TCD Machine | Nicolet Companion 3 System TCD Machine | Yellow Route near Clinic 1&2, Wythenshaw Hospital | Wythenshawe Hospital | [5 empty] | 0 | MHS | Translational Medicine |  |  | 2a1 | 2. Process Equipment – Biological | A. Growth and Manipulation | 1. Bacteriology | [5 empty] | R011526 | R011526 | 9011 | R011526 | 6520 | 9013 | 31 | 25531.14 | 25531.14 | 0 | 0 | 0 | 25531.14 | [12 empty] | 25531.14 | 25531.14 |  | 0 | [23 empty] | 25531.14 | 36 | 3 | Equipment acquired for specific research projects |  | N |  | N |  | N |  | N |  | N | Prior to FY1415=NOT required | 9
R0384 | 05-06 | 2006-08-01 06:00 | 2009-08-01 |  | Research | Research | Malvern | Zetasizer Nano-ZS | ZEN3600 Zetasizer Nano-zs + ZEN1001 Multi purpose titrator | ZEN3600 Zetasizer Nano-zs + ZEN1001 Multi purpose titrator | OMIC (Sanchez/Yates/Nixon |  | Keith Nixon | Mike Turner | 1 Good | 2 Good | 2 General purpose research | 0.1 | EPS | Chemistry |  |  | 3m1 | 3. Materials Characterisation | M. Physical Properties | 1. Particle Size Analysis |  |  |  | Data confirmed as part of data cleanse exercise (March 2015). Asset not physically verified. |  | R010522 | R010522 | 9011 | R010522 | 6520 | 9013 | 03 | 49179.63 | 49179.63 | 0 | 0 | 0 | 49179.63 | [12 empty] | 49179.63 | 49179.63 |  | 0 | [23 empty] | 49179.63 | 36 | 3 | Equipment acquired for specific research projects |  | N |  | N |  | N |  | N |  | N | Prior to FY1415=NOT required | 3
R0385 | 05-06 | 2006-08-01 06:00 | 2009-08-01 |  | Research | Research |  |  | Microscope | Stereo Lumar Research Microscope | Michael Smith Building | Michael Smith Building | Adam Hurlstone | Adam Hurlstone | 1 Good | 2 Good | 2 General purpose research | 0.8 | FLS | Life Sciences |  |  | 3d8 | 3. Materials Characterisation | D. Optical Microscopy | 8. Stereo | [5 empty] | R010998 | R010998 | 9011 | R010998 | 6520 | 9013 | 31 | 29470 | 29470 | 0 | 0 | 0 | 29470 | [12 empty] | 29470 | 29470 |  | 0 | [23 empty] | 29470 | 36 | 3 | Equipment acquired for specific research projects |  | N |  | N |  | N |  | N |  | N | Prior to FY1415=NOT required | 4
R0386 | 05-06 | 2006-08-01 06:00 | 2009-08-01 |  | Research | Research |  |  | Microscopic Upgrade | Deltavision Microscopic Upgrade | Michael Smith building Imaging | Michael Smith Building | Martin Humphries | Martin Humphries | 1 Good | 1 State of art | 1 Dedicated to particular experiment | 0.6 | FLS | Life Sciences |  |  | 3d1 | 3. Materials Characterisation | D. Optical Microscopy | 1. Confocal | [5 empty] | R011878 | R011878 | 9011 | R011878 | 6520 | 9013 | 31 | 59987.5 | 59987.5 | 0 | 0 | 0 | 59987.5 | [12 empty] | 59987.5 | 59987.5 |  | 0 | [23 empty] | 59987.5 | 36 | 3 | Equipment acquired for specific research projects |  | N |  | N |  | N |  | N |  | N | Prior to FY1415=NOT required | 4
R0387 | 05-06 | 2006-08-01 06:00 | 2009-08-01 |  | Research | Research |  |  | Narashigi Manipulator and Harvard Perdusion System | Manipulator and Perdusion System | Michael Smith D4307 | Michael Smith Building | Alan North | Alan North | 1 Good | 2 Good | 1 Dedicated to particular experiment | 0 | FLS | Life Sciences |  |  | 2a3 | 2. Process Equipment – Biological | A. Growth and Manipulation | 3. Cell Culture |  |  |  | Verified as part of data cleanse exercise (March 2015) |  | R011435 | R011435 | 9011 | R011435 | 6520 | 9013 | 31 | 27363 | 27363 | 0 | 0 | 0 | 27363 | [12 empty] | 27363 | 27363 |  | 0 | [23 empty] | 27363 | 36 | 3 | Equipment acquired for specific research projects |  | N |  | N |  | N |  | N |  | N | Prior to FY1415=NOT required | 4
R0388 | 05-06 | 2006-08-01 06:00 | 2009-08-01 |  | Research | Research |  |  | Microscopic Upgrade | Deltavision Microscopic Upgrade - % of order | Michael Smith Building B1059 | Michael Smith Building | Martin Humphries | Martin Humphries | 1 Good | 1 State of art | 1 Dedicated to particular experiment | 0.6 | FLS | Life Sciences |  |  | 3d1 | 3. Materials Characterisation | D. Optical Microscopy | 1. Confocal |  |  |  | Verified as part of data cleanse exercise (March 2015) |  | R011878 | R011878 | 9011 | R011878 | 6520 | 9013 | 31 | 35992.5 | 35992.5 | 0 | 0 | 0 | 35992.5 | [12 empty] | 35992.5 | 35992.5 |  | 0 | [23 empty] | 35992.5 | 36 | 3 | Equipment acquired for specific research projects |  | N |  | N |  | N |  | N |  | N | Prior to FY1415=NOT required | 4
R0389 | 05-06 | 2006-08-01 06:00 | 2009-08-01 |  | Research | Research | Park Systems | XE-100 | XE-100 AFM System | XE-100 AFM System | OMIC Mike Turner Basement |  | Mike Turner | Mike Turner | 1 Good | 2 Good | 2 General purpose research | 0.1 | EPS | Chemistry |  |  | 3f1 | 3. Materials Characterisation | F. Surface Probe Microscopy | 1. Atomic Force |  |  |  | Data confirmed as part of data cleanse exercise (March 2015). Asset not physically verified. |  | R010522 | R010522 | 9011 | R010522 | 6520 | 9013 | 03 | 84280.4 | 84280.4 | 0 | 0 | 0 | 84280.4 | [12 empty] | 84280.4 | 84280.4 |  | 0 | [23 empty] | 84280.4 | 36 | 3 | Equipment acquired for specific research projects |  | N |  | N |  | N |  | N |  | N | Prior to FY1415=NOT required | 3
R0390 | 05-06 | 2006-08-01 06:00 | 2009-08-01 |  | Research | Research | CLF | PlantMaster | 2 Plantmaster rooms | 2 Plantmaster rooms equipped with brightboy grobanks | Stopford 3rd floor plant growth area | Stopford Building | Simon Roy Turner | Simon Roy Turner | 1 Good | 2 Good | 2 General purpose research | 0 | FLS | Life Sciences |  |  | 6d4 | 6. Infrastructure | D. Laboratory | 4. Vacuum | [5 empty] | R011484 | R011484 | 9011 | R011484 | 6520 | 9013 | 01 | 59945.5 | 59945.5 | 0 | 0 | 0 | 59945.5 | [12 empty] | 59945.5 | 59945.5 |  | 0 | [23 empty] | 59945.5 | 36 | 3 | Equipment acquired for specific research projects |  | N |  | N |  | N |  | N |  | N | Prior to FY1415=NOT required | 2
R0391 | 05-06 | 2006-08-01 06:00 | 2009-08-01 |  | Research | Research |  |  | lazer and titrator | Zetasizer Nano-ZS wuth lazer and titrator | School request write off |  | Keith Nixon | [5 empty] | EPS | Chemistry | [11 empty] | R010874 | R010874 | 9011 | R010874 | 6520 | 9013 | 01 | 49091.5 | 49091.5 | 0 | 0 | 0 | 49091.5 | [12 empty] | 49091.5 | 49091.5 |  | 0 | [23 empty] | 49091.5 | 36 | 3 | Equipment acquired for specific research projects |  | N |  | N |  | N |  | N |  | N | Prior to FY1415=NOT required | 14
R0392 | 05-06 | 2006-08-01 06:00 | 2009-08-01 |  | Research | Research |  |  | Visivector E320-3D System | 50% balance of Visivector E320-3D System | Schuster NLD pipe lab | Schuster Building | T Mullin | T Mullin | 1 Good | 2 Good | 2 General purpose research | 0.1 | EPS | Physics |  |  | 4C4 | 4. Sample Measurement/Analysis | C. Motion | 4. Fluid |  |  |  | Data confirmed as part of data cleanse exercise (March 2015). Asset not physically verified. |  | R010912 | R010912 | 9011 | R010912 | 6520 | 9013 | 01 | 33531.57 | 33531.57 | 0 | 0 | 0 | 33531.57 | [12 empty] | 33531.57 | 33531.57 |  | 0 | [23 empty] | 33531.57 | 36 | 3 | Equipment acquired for specific research projects |  | N |  | N |  | N |  | N |  | N | Prior to FY1415=NOT required | 4
R0393 | 05-06 | 2006-08-01 06:00 | 2009-08-01 |  | Research | Research |  |  | Audio Visual Installation | Audio Visual Installation at Stopford Building | Room G528A, Stopford | Stopford Building | [5 empty] | 0 | MHS | Community Based Medicine | [11 empty] | R011183 | R011183 | 9011 | R011183 | 6520 | 9013 | 25 | 37012.5 | 37012.5 | 0 | 0 | 0 | 37012.5 | [12 empty] | 37012.5 | 37012.5 |  | 0 | [23 empty] | 37012.5 | 36 | 3 | Equipment acquired for specific research projects |  | N |  | N |  | N |  | N |  | N | Prior to FY1415=NOT required | 13
R0394 | 05-06 | 2006-08-01 06:00 | 2009-08-01 |  | Research | Research | CEM | MARS | Mars unit 240/ 50 feature | Mars unit 240/ 50 feature | 3.15 (Winpenny/McInnes) |  | Richard Winpenny | Richard Wimpenny | 1 Good | 2 Good | 2 General purpose research | 0.5 | EPS | Chemistry | [9 empty] | Data confirmed as part of data cleanse exercise (March 2015). Asset not physically verified. |  | R011797 | R011797 | 9011 | R011797 | 6520 | 9013 | 05 | 29451.37 | 29451.37 | 0 | 0 | 0 | 29451.37 | [12 empty] | 29451.37 | 29451.37 |  | 0 | [23 empty] | 29451.37 | 36 | 3 | Equipment acquired for specific research projects |  | N |  | N |  | N |  | N |  | N | Prior to FY1415=NOT required | 7
R0395 | 05-06 | 2006-08-01 06:00 | 2009-08-01 |  | Research | Research |  |  | Impact Marcom Access Grid Node | Impact Marcom Access Grid Node (NWDA grant portion due to UCLAN) | UCLAN | [6 empty] | 0 | MHS | Community Based Medicine | [11 empty] | R011183 | R011183 | 9011 | R011183 | 6520 | 9013 | 25 | 37012.5 | 37012.5 | 0 | 0 | 0 | 37012.5 | [12 empty] | 37012.5 | 37012.5 |  | 0 | [23 empty] | 37012.5 | 36 | 3 | Equipment acquired for specific research projects |  | N |  | N |  | N |  | N |  | N | Prior to FY1415=NOT required | 14
R0396 | 05-06 | 2006-08-01 06:00 | 2009-08-01 |  | Research | Research |  |  | 12851 | 12851 | Sackville St Building A208a | Sackville Street Building | [5 empty] | 0 | EPS | MACE | [11 empty] | R013176 | R013176 | 9011 | R013176 | 6520 | 9013 | 03 | 39149 | 39149 | 0 | 0 | 0 | 39149 | [12 empty] | 39149 | 39149 |  | 0 | [23 empty] | 39149 | 36 | 3 | Equipment acquired for specific research projects |  | N |  | N |  | N |  | N |  | N | Prior to FY1415=NOT required | 13
R0397 | 05-06 | 2006-08-01 06:00 | 2009-08-01 |  | Research | Research |  |  | MPMS package | Remote super conducting microscope | B18 (McInnes) |  | Eric McInnes |  | 1 Good | 2 Good | 2 General purpose research | 0 | EPS | Chemistry | [11 empty] | R011607 | R011607 | 9011 | R011607 | 6520 | 9013 | 01 | 38402.91 | 38402.91 | 0 | 0 | 0 | 38402.91 | [12 empty] | 38402.91 | 38402.91 |  | 0 | [23 empty] | 38402.91 | 36 | 3 | Equipment acquired for specific research projects |  | N |  | N |  | N |  | N |  | N | Prior to FY1415=NOT required | 10
R0399 | 05-06 | 2006-08-01 06:00 | 2009-08-01 |  | Research | Research |  |  | LEGACY PO MS5304990 | LEGACY PO MS5304990 | [7 empty] | 0 | EPS | Materials | [11 empty] | R013301 | R013301 | 9011 | R013301 | 6520 | 9013 | 01 | 25967.5 | 25967.5 | 0 | 0 | 0 | 25967.5 | [12 empty] | 25967.5 | 25967.5 |  | 0 | [23 empty] | 25967.5 | 36 | 3 | Equipment acquired for specific research projects |  | N |  | N |  | N |  | N |  | N | Prior to FY1415=NOT required | 15
R0400 | 05-06 | 2006-08-01 06:00 | 2009-08-01 |  | Research | Research |  |  | SPECIAL DETECTOR | 127B102 NAL SPECIAL DETECTOR TO DRAWING | Nuclear Group, Schuster - used worldwide |  | Gavin Smith | [5 empty] | EPS | Physics | [11 empty] | R012144 | R012144 | 9011 | R012144 | 6520 | 9013 | 01 | 40198.8 | 40198.8 | 0 | 0 | 0 | 40198.8 | [12 empty] | 40198.8 | 40198.8 |  | 0 | [23 empty] | 40198.8 | 36 | 3 | Equipment acquired for specific research projects |  | N |  | N |  | N |  | N |  | N | Prior to FY1415=NOT required | 14
R0402 | 05-06 | 2005-09-01 06:00 | 2008-09-01 |  | Research | Research |  |  | 30% Payment with order NJ20683 Inv: M1731-A-001 | 30% Payment with order NJ20683 Inv: M1731-A-001 | [7 empty] | 0 | EPS | Materials | [11 empty] | R012264 | R012264 | 9011 | R012264 | 6520 | 9013 | 25 | 25200 | 25200 | 0 | 0 | 0 | 25200 | [12 empty] | 25200 | 25200 |  | 0 | [23 empty] | 25200 | 36 | 3 | Equipment acquired for specific research projects |  | N |  | N |  | N |  | N |  | N | Prior to FY1415=NOT required | 15
R0403 | 05-06 | 2005-09-01 06:00 | 2008-09-01 |  | Research | Research |  |  | HPLC SYSTEM | CH2901449 HPLC SYSTEM | MIB Building Dr Micklefield | MIB Building | Jason Micklefield | Jason Micklefield | 1 Good | 2 Good | 2 General purpose research | 0.1 | EPS | Chemistry |  |  | 3l5 | 3. Materials Characterisation | L. Chemical Analysis | 5. Chromatography |  |  |  | Data confirmed as part of data cleanse exercise (March 2015). Asset not physically verified. |  | R012735 | R012735 | 9011 | R012735 | 6520 | 9013 | 01 | 34000 | 34000 | 0 | 0 | 0 | 34000 | [12 empty] | 34000 | 34000 |  | 0 | [23 empty] | 34000 | 36 | 3 | Equipment acquired for specific research projects |  | N |  | N |  | N |  | N |  | N | Prior to FY1415=NOT required | 4
R0404 | 05-06 | 2006-08-01 06:00 | 2009-08-01 |  | Research | Research | Bruker | Avance 500, Avance 400 & AV300 | Advance 500 console, advance 400 console & AV300 upgrade | Advance 500 console, advance 400 console & AV300 upgrade | Stopford Building | Stopford Building | E Bichenkova | E Bichenkova | 1 Good | 2 Good | 3 Research and Teaching | 0.2 | MHS | Pharmacy |  |  | 3a3 | 3. Materials Characterisation | A. Spectroscopy | 3. Nuclear Magnetic Resonance | [5 empty] | R011394 | R011394 | 9011 | R011394 | 6520 | 9013 | 01 | 117588 | 117588 | 0 | 0 | 0 | 117588 | [12 empty] | 117588 | 117588 |  | 0 | [23 empty] | 117588 | 36 | 3 | Equipment acquired for specific research projects |  | N |  | N |  | N |  | N |  | N | Prior to FY1415=NOT required | 2
R0405 | 06-07 | 2006-07-01 06:00 | 2009-07-01 |  | Research | Research |  |  | 44576 | 44576 | [7 empty] | 0 | EPS | Materials | [11 empty] | R012264 | R012264 | 9011 | R012264 | 6520 | 9013 | 25 | 40312.76 | 40312.76 | 0 | 0 | 0 | 40312.76 | [12 empty] | 40312.76 | 40312.76 |  | 0 | [23 empty] | 40312.76 | 36 | 3 | Equipment acquired for specific research projects |  | N |  | N |  | N |  | N |  | N | Prior to FY1415=NOT required | 15
R0406 | 06-07 | 2006-07-01 06:00 | 2009-07-01 |  | Research | Research |  |  | 49630 | 49630 | [7 empty] | 0 | EPS | Materials | [11 empty] | R013282 | R013282 | 9011 | R013282 | 6520 | 9013 | 01 | 37570.05 | 37570.05 | 0 | 0 | 0 | 37570.05 | [12 empty] | 37570.05 | 37570.05 |  | 0 | [23 empty] | 37570.05 | 36 | 3 | Equipment acquired for specific research projects |  | N |  | N |  | N |  | N |  | N | Prior to FY1415=NOT required | 15
R0407 | 06-07 | 2006-08-01 06:00 | 2009-08-01 |  | Research | Research | BD Biosciences | FACSCanto | FACSCanto Flow cytometer Machine. | FACSCanto Flow cytometer Machine. | 2nd Floor, Lab ERC, Wythenshawe | [6 empty] | 0 | MHS | Translational Medicine |  |  | 2a1 | 2. Process Equipment – Biological | A. Growth and Manipulation | 1. Bacteriology | [5 empty] | R040000 | R040000 | 9011 | R040000 | 6520 | 9013 | 01 | 85000 | 85000 | 0 | 0 | 0 | 85000 | [12 empty] | 85000 | 85000 |  | 0 | [23 empty] | 85000 | 36 | 3 | Equipment acquired for specific research projects |  | N |  | N |  | N |  | N |  | N | Prior to FY1415=NOT required | 8
R0408 | 06-07 | 2006-08-01 06:00 | 2009-08-01 |  | Research | Research | AB Sciex | 4000 QTRAP PRO | QTRAP PRO PACKAGE | 4000 QTRAP PRO PACKAGE. CAT NOS-1004229,1008592,1010834,1010835,1011572,1023627,WC027461,WC027463,WC029639,1011328,1004153,WC026904,1017166. PO129 APP D OWEN | RG40, PICR | Paterson Building | Liqun Zhang | Tony Whetton | 2 Adequate | 2 Good | 2 General purpose research | 0.5 | MHS | Cancer & Enabling Sciences |  |  | 3b3 | 3. Materials Characterisation | B. Spectrometry | 3. Mass Spectrometry | [5 empty] | R011413 | R011413 | 9011 | R011413 | 6520 | 9013 | 31 | 42000 | 42000 | 0 | 0 | 0 | 42000 | [12 empty] | 42000 | 42000 |  | 0 | [23 empty] | 42000 | 36 | 3 | Equipment acquired for specific research projects |  | N |  | N |  | N |  | N |  | N | Prior to FY1415=NOT required | 2
R0409 | 06-07 | 2006-08-01 06:00 | 2009-08-01 |  | Research | Research | AB Sciex | 4000 QTRAP PRO | QTRAP PRO PACKAGE | 4000 QTRAP PRO PACKAGE. CAT NOS-1004229,1008592,1010834,1010835,1011572,1023627,WC027461,WC027463,WC029639,1011328,1004153,WC026904,1017166. PO129 APP D OWEN | RG40, PICR | Paterson Building | Tony Whetton | Tony Whetton | 2 Adequate | 2 Good | 2 General purpose research | 0.5 | MHS | Cancer & Enabling Sciences |  | WMIC/PICR | 3B3 | 3. Materials Characterisation | B. Spectrometry | 3. Mass Spectrometry | [5 empty] | R011413 | R011413 | 9011 | R011413 | 6520 | 9013 | 31 | 90662 | 90662 | 0 | 0 | 0 | 90662 | [12 empty] | 90662 | 90662 |  | 0 | [23 empty] | 90662 | 36 | 3 | Equipment acquired for specific research projects |  | N |  | N |  | N |  | N |  | N | Prior to FY1415=NOT required | 1
R0410 | 06-07 | 2006-08-01 06:00 | 2009-08-01 |  | Research | Research | BD |  | FACS ARRAY AND COMPUTER | FACS ARRAY AND COMPUTER. PO772 APP P MCNICHOL | Paterson Institute - Flow Cytometry | Paterson Building | Morgan Blaylock | Jeff Barry | 1 Good | 2 Good | 2 General purpose research | 0.7 | MHS | Paterson Institute |  |  | 2e6 | 2. Process Equipment – Biological | E. Characterisation | 6. Analysers | [5 empty] | R012149 | R012149 | 9011 | R012149 | 6520 | 9013 | 31 | 32428.12 | 32428.12 | 0 | 0 | 0 | 32428.12 | [12 empty] | 32428.12 | 32428.12 |  | 0 | [23 empty] | 32428.12 | 36 | 3 | Equipment acquired for specific research projects |  | N |  | N |  | N |  | N |  | N | Prior to FY1415=NOT required | 3
R0411 | 06-07 | 2006-08-01 06:00 | 2009-08-01 |  | Research | Research | Bruker |  | E500-U300R CONSOLE & DATASYSTEM UPGRADE | E500-U300R CONSOLE & DATASYSTEM UPGRADE AS PER QUOTE REF06242032 | Chemistry Building B.04 Morris | Chemistry Building | David Collison | Dave Collinson | 1 Good | 2 Good | 2 General purpose research | 0 | EPS | Chemistry |  |  | 3a5 | 3. Materials Characterisation | A. Spectroscopy | 5. EPR |  |  |  | Data confirmed as part of data cleanse exercise (March 2015). Asset not physically verified. |  | R012237 | R012237 | 9011 | R012237 | 6520 | 9013 | 01 | 30330 | 30330 | 0 | 0 | 0 | 30330 | [12 empty] | 30330 | 30330 |  | 0 | [23 empty] | 30330 | 36 | 3 | Equipment acquired for specific research projects |  | N |  | N |  | N |  | N |  | N | Prior to FY1415=NOT required | 3
R0412 | 06-07 | 2006-08-01 06:00 | 2009-08-01 |  | Research | Research | Bruker |  | EMX MICRO 8/2.7 | EMX MICRO 8/2.7 AS PER QUOTE REF 06242034 | Chemistry Building B.04 Morris | Chemistry Building | David Collison | Dave Collinson | 1 Good | 2 Good | 2 General purpose research | 0 | EPS | Chemistry |  |  | 3a5 | 3. Materials Characterisation | A. Spectroscopy | 5. EPR |  |  |  | Data confirmed as part of data cleanse exercise (March 2015). Asset not physically verified. |  | R012237 | R012237 | 9011 | R012237 | 6520 | 9013 | 01 | 33469.5 | 33469.5 | 0 | 0 | 0 | 33469.5 | [12 empty] | 33469.5 | 33469.5 |  | 0 | [23 empty] | 33469.5 | 36 | 3 | Equipment acquired for specific research projects |  | N |  | N |  | N |  | N |  | N | Prior to FY1415=NOT required | 3
R0413 | 06-07 | 2006-09-01 06:00 | 2009-09-01 |  | Research | Research |  |  | TOF-SIMS Instrument | TOF-SIMS Instrument | [7 empty] | 0 | EPS | CEAS | [9 empty] | Verified as part of data cleanse exercise (March 2015) |  | R012652 | R012652 | 9011 | R012652 | 6520 | 9013 | 01 | 86400 | 86400 | 0 | 0 | 0 | 86400 | [12 empty] | 86400 | 86400 |  | 0 | [23 empty] | 86400 | 36 | 3 | Equipment acquired for specific research projects |  | N |  | N |  | N |  | N |  | N | Prior to FY1415=NOT required | 15
R0414 | 06-07 | 2006-09-01 06:00 | 2009-09-01 |  | Research | Research | Farfield | Analight Bio200 | Analight Bio 200 Poplarisation Interferometer | Analight Bio 200 Poplarisation Interferometer. Operational software installation, Service and support. | Schuster Bio lab | Schuster Building | Jian Lu | Jian Lu | 1 Good | 2 Good | 2 General purpose research | 0.1 | EPS | Physics |  |  | 6A5 | 6. Infrastructure | A. IT | 5. Data Management |  |  |  | Data confirmed as part of data cleanse exercise (March 2015). Asset not physically verified. |  | R100744 | R100744 | 9011 | R100744 | 6520 | 9013 | 01 | 72598 | 72598 | 0 | 0 | 0 | 72598 | [12 empty] | 72598 | 72598 |  | 0 | [23 empty] | 72598 | 36 | 3 | Equipment acquired for specific research projects |  | N |  | N |  | N |  | N |  | N | Prior to FY1415=NOT required | 2
R0415 | 06-07 | 2006-10-01 06:00 | 2009-10-01 |  | Research | Research | TgK Scientific |  | TgK Scientific cryogenic stopped flow | Cryogenic stopped flow as proposed from tender documents | MIB Building – Rm 3.056 | MIB Building | Andrew Munro | Andrew Munro | 1 Good | 1 State of art | 2 General purpose research | 0.8 | FLS | MIB |  | Biophysicshttp://www.mib.ac.uk/research/facilities/biophysics/ | 1H2 | 1. Process Equipment – Physical | H. Sample Manipulation | 2. Stopped Flow | [5 empty] | R100256 | R100256 | 9011 | R100256 | 6520 | 9013 | 01 | 73110 | 73110 | 0 | 0 | 0 | 73110 | [12 empty] | 73110 | 73110 |  | 0 | [23 empty] | 73110 | 36 | 3 | Equipment acquired for specific research projects |  | N |  | N |  | N |  | N |  | N | Prior to FY1415=NOT required | 2
R0416 | 06-07 | 2006-10-01 06:00 | 2009-10-01 |  | Research | Research |  |  | Triform Arm Scanner Product | Triform Arm Scanner Product - Order No.TX6201105 Agresso | [7 empty] | 0 | EPS | Materials | [11 empty] | R013577 | R013577 | 9011 | R013577 | 6520 | 9013 | 03 | 37000 | 37000 | 0 | 0 | 0 | 37000 | [12 empty] | 37000 | 37000 |  | 0 | [23 empty] | 37000 | 36 | 3 | Equipment acquired for specific research projects |  | N |  | N |  | N |  | N |  | N | Prior to FY1415=NOT required | 15
R0417 | 06-07 | 2006-11-01 06:00 | 2009-11-01 |  | Research | Research | Waters | Acquity | Acquity UPLC System | Waters Ltd Acquity UPLC System and accessories as per quote | MIB Building Prof Kell | MIB Building | Dave Ellis | Douglas Kell | 1 Good | 2 Good | 3 Research and Teaching | 0 | EPS | Chemistry |  |  | 3l5 | 3. Materials Characterisation | L. Chemical Analysis | 5. Chromatography |  |  |  | Data confirmed as part of data cleanse exercise (March 2015). Asset not physically verified. |  | R012755 | R012755 | 9011 | R012755 | 6520 | 9013 | 01 | 38532.5 | 38532.5 | 0 | 0 | 0 | 38532.5 | [12 empty] | 38532.5 | 38532.5 |  | 0 | [23 empty] | 38532.5 | 36 | 3 | Equipment acquired for specific research projects |  | N |  | N |  | N |  | N |  | N | Prior to FY1415=NOT required | 2
R0418 | 06-07 | 2006-11-01 06:00 | 2009-11-01 |  | Research | Research |  |  | HPLC System | HPLC System, including accessories, PC & software and delivery as per quote | MIB Building Prof Kell | MIB Building | Dave Ellis | Douglas Kell | 1 Good | 2 Good | 3 Research and Teaching | 0 | EPS | Chemistry |  |  | 3l5 | 3. Materials Characterisation | L. Chemical Analysis | 5. Chromatography |  |  |  | Data confirmed as part of data cleanse exercise (March 2015). Asset not physically verified. |  | R012755 | R012755 | 9011 | R012755 | 6520 | 9013 | 01 | 26152.01 | 26152.01 | 0 | 0 | 0 | 26152.01 | [12 empty] | 26152.01 | 26152.01 |  | 0 | [23 empty] | 26152.01 | 36 | 3 | Equipment acquired for specific research projects |  | N |  | N |  | N |  | N |  | N | Prior to FY1415=NOT required | 4
R0419 | 06-07 | 2006-12-01 06:00 | 2009-12-01 |  | Research | Research | Thermo | LTQ Orbitrap | LTQ Orbitrap | LTQ Orbitrap and associated accessories as shown in quotation | MIB Building Prof Kell | MIB Building | Dave Ellis | Douglas Kell | 1 Good | 2 Good | 3 Research and Teaching | 0 | EPS | Chemistry |  |  | 3b3 | 3. Materials Characterisation | B. Spectrometry | 3. Mass Spectrometry |  |  |  | Data confirmed as part of data cleanse exercise (March 2015). Asset not physically verified. |  | R012755 | R012755 | 9011 | R012755 | 6520 | 9013 | 01 | 128600 | 128600 | 0 | 0 | 0 | 128600 | [12 empty] | 128600 | 128600 |  | 0 | [23 empty] | 128600 | 36 | 3 | Equipment acquired for specific research projects |  | N |  | N |  | N |  | N |  | N | Prior to FY1415=NOT required | 2
R0421 | 06-07 | 2006-12-01 06:00 | 2009-12-01 |  | Research | Research | JPK | NanoWizard | JPK NANOWIZARD SYSTEM | JPK NANOWIZARD SYSTEM WITH ACCESSORIES AS PER ATTACHED LIST | Chemistry Building 2nd Floor Pro Anderson | Chemistry Building | Mike Anderson | Mike Anderson | 1 Good | 2 Good | 3 Research and Teaching | 0 | EPS | Chemistry |  |  | 3f1 | 3. Materials Characterisation | F. Surface Probe Microscopy | 1. Atomic Force |  |  |  | Data confirmed as part of data cleanse exercise (March 2015). Asset not physically verified. |  | R100002 | R100002 | 9011 | R100002 | 6520 | 9013 | 01 | 185091.87 | 185091.87 | 0 | 0 | 0 | 185091.87 | [12 empty] | 185091.87 | 185091.87 |  | 0 | [23 empty] | 185091.87 | 36 | 3 | Equipment acquired for specific research projects |  | N |  | N |  | N |  | N |  | N | Prior to FY1415=NOT required | 2 | 27.01.16: Consolidated multiple lines due to FAR cleanse exercise
R0422 | 06-07 | 2007-01-01 06:00 | 2010-01-01 |  | Research | Research | Spectra-Physics, GWU, APE & Light Conversion | Millennia 15, Tsunami, Empower, Spitfire Pro, HG, PulseSelect-Dual & TOPAS-C | Millennia 15, Tsunami, Empower, Spitfire Pro, HG, PulseSelect-Dual & TOPAS-C | Ultrafast Laser System - Diode-Pumped Solid State laser pumping a high power, dual femto/pico-Ti:Sa oscillator with a dual pulse-picker and SHG/THG unit. The oscillator seeds a Ti:Sa amplifier which pumps an OPA with SHG, SFG, FHG & DFG for <120fs, 1kHz operation from 240-20,000nm. | Daresbury Labs |  | W Flavell | Darren Graham | 1 Good | 2 Good | 1 Dedicated to particular experiment | 0.1 | EPS | Physics |  |  | 4D6 | 4. Sample Measurement/Analysis | D. Laser | 6. Picosecond |  |  |  | Data confirmed as part of data cleanse exercise (March 2015). Asset not physically verified. |  | R100219 | R100219 | 9011 | R100219 | 6520 | 9013 | 01 | 33646.53 | 33646.53 | 0 | 0 | 0 | 33646.53 | [12 empty] | 33646.53 | 33646.53 |  | 0 | [23 empty] | 33646.53 | 36 | 3 | Equipment acquired for specific research projects |  | N |  | N |  | N |  | N |  | N | Prior to FY1415=NOT required | 3
R0423 | 06-07 | 2007-01-01 06:00 | 2010-01-01 |  | Research | Research | Spectra-Physics, GWU, APE & Light Conversion | Millennia 15, Tsunami, Empower, Spitfire Pro, HG, PulseSelect-Dual & TOPAS-C | Millennia 15, Tsunami, Empower, Spitfire Pro, HG, PulseSelect-Dual & TOPAS-C | Ultrafast Laser System - Diode-Pumped Solid State laser pumping a high power, dual femto/pico-Ti:Sa oscillator with a dual pulse-picker and SHG/THG unit. The oscillator seeds a Ti:Sa amplifier which pumps an OPA with SHG, SFG, FHG & DFG for <120fs, 1kHz operation from 240-20,000nm. | Daresbury Labs |  | W Flavell | Darren Graham | 1 Good | 2 Good | 1 Dedicated to particular experiment | 0.1 | EPS | Physics |  |  | 4D6 | 4. Sample Measurement/Analysis | D. Laser | 6. Picosecond |  |  |  | Data confirmed as part of data cleanse exercise (March 2015). Asset not physically verified. |  | R100219 | R100219 | 9011 | R100219 | 6520 | 9013 | 01 | 37000 | 37000 | 0 | 0 | 0 | 37000 | [12 empty] | 37000 | 37000 |  | 0 | [23 empty] | 37000 | 36 | 3 | Equipment acquired for specific research projects |  | N |  | N |  | N |  | N |  | N | Prior to FY1415=NOT required | 3
R0424 | 06-07 | 2007-01-01 06:00 | 2010-01-01 |  | Research | Research | Spectra-Physics, GWU, APE & Light Conversion | Millennia 15, Tsunami, Empower, Spitfire Pro, HG, PulseSelect-Dual & TOPAS-C | TOPAS C | TOPAS C (tuning range 240nm to 20 microns) | Daresbury Labs |  | W Flavell | Darren Graham | 1 Good | 2 Good | 1 Dedicated to particular experiment | 0.1 | EPS | Physics |  |  | 4D6 | 4. Sample Measurement/Analysis | D. Laser | 6. Picosecond |  |  |  | Data confirmed as part of data cleanse exercise (March 2015). Asset not physically verified. |  | R100219 | R100219 | 9011 | R100219 | 6520 | 9013 | 01 | 39237.25 | 39237.25 | 0 | 0 | 0 | 39237.25 | [12 empty] | 39237.25 | 39237.25 |  | 0 | [23 empty] | 39237.25 | 36 | 3 | Equipment acquired for specific research projects |  | N |  | N |  | N |  | N |  | N | Prior to FY1415=NOT required | 3
R0425 | 06-07 | 2007-01-01 06:00 | 2010-01-01 |  | Research | Research | Spectra-Physics, GWU, APE & Light Conversion | Millennia 15, Tsunami, Empower, Spitfire Pro, HG, PulseSelect-Dual & TOPAS-C | Millennia 15, Tsunami, Empower, Spitfire Pro, HG, PulseSelect-Dual & TOPAS-C | Ultrafast Laser System - Diode-Pumped Solid State laser pumping a high power, dual femto/pico-Ti:Sa oscillator with a dual pulse-picker and SHG/THG unit. The oscillator seeds a Ti:Sa amplifier which pumps an OPA with SHG, SFG, FHG & DFG for <120fs, 1kHz operation from 240-20,000nm. | Daresbury Labs |  | W Flavell | Darren Graham | 1 Good | 2 Good | 1 Dedicated to particular experiment | 0.1 | EPS | Physics |  |  | 4D6 | 4. Sample Measurement/Analysis | D. Laser | 6. Picosecond |  |  |  | Data confirmed as part of data cleanse exercise (March 2015). Asset not physically verified. |  | R100219 | R100219 | 9011 | R100219 | 6520 | 9013 | 01 | 40243.5 | 40243.5 | 0 | 0 | 0 | 40243.5 | [12 empty] | 40243.5 | 40243.5 |  | 0 | [23 empty] | 40243.5 | 36 | 3 | Equipment acquired for specific research projects |  | N |  | N |  | N |  | N |  | N | Prior to FY1415=NOT required | 3
R0426 | 06-07 | 2007-01-01 06:00 | 2010-01-01 |  | Research | Research | Spectra-Physics, GWU, APE & Light Conversion | Millennia 15, Tsunami, Empower, Spitfire Pro, HG, PulseSelect-Dual & TOPAS-C | Millennia 15, Tsunami, Empower, Spitfire Pro, HG, PulseSelect-Dual & TOPAS-C | Ultrafast Laser System - Diode-Pumped Solid State laser pumping a high power, dual femto/pico-Ti:Sa oscillator with a dual pulse-picker and SHG/THG unit. The oscillator seeds a Ti:Sa amplifier which pumps an OPA with SHG, SFG, FHG & DFG for <120fs, 1kHz operation from 240-20,000nm. | Daresbury Labs |  | W Flavell | Darren Graham | 1 Good | 2 Good | 1 Dedicated to particular experiment | 0.1 | EPS | Physics |  |  | 4D6 | 4. Sample Measurement/Analysis | D. Laser | 6. Picosecond |  |  |  | Data confirmed as part of data cleanse exercise (March 2015). Asset not physically verified. |  | R100219 | R100219 | 9011 | R100219 | 6520 | 9013 | 01 | 43825.82 | 43825.82 | 0 | 0 | 0 | 43825.82 | [12 empty] | 43825.82 | 43825.82 |  | 0 | [23 empty] | 43825.82 | 36 | 3 | Equipment acquired for specific research projects |  | N |  | N |  | N |  | N |  | N | Prior to FY1415=NOT required | 3
R0427 | 06-07 | 2006-07-01 06:00 | 2009-07-01 |  | Research | Research |  |  | X-ray machine | Order EBX104588 X-ray machine | MIB Building | MIB Building | Janet England | David Leys | 1 Good | 1 State of art | 1 Dedicated to particular experiment | 0 | FLS | MIB |  | Crystallographyhttp://www.mib.ac.uk/research/facilities/proteinstructure/ | 3H1 | 3. Materials Characterisation | H. Diffraction | 1. X-ray | [5 empty] | R012524 | R012524 | 9011 | R012524 | 6520 | 9013 | 01 | 251820.01 | 251820.01 | 0 | 0 | 0 | 251820.01 | [12 empty] | 251820.01 | 251820.01 |  | 0 | [23 empty] | 251820.01 | 36 | 3 | Equipment acquired for specific research projects |  | N |  | N |  | N |  | N |  | N | Prior to FY1415=NOT required | 3
R0428 | 06-07 | 2007-02-01 06:00 | 2010-02-01 |  | Research | Research |  |  | surface profilometry system | uScan (r) surface profilometry system | Mill Building D22 | The Mill | Hong Liu | George Thompson | 1 Good | 1 State of art | 2 General purpose research | 0 | EPS | Materials |  |  | 1F2 | 1. Process Equipment – Physical | F. Characterisation | 2. Profilometer |  | yes | 2015-07-01 | PAUL JORDAN/JOHN GOODIER | as per Jun'15 verification exercise for FY14-15 YrEnd | R011623 | R011623 | 9011 | R011623 | 6520 | 9013 | 01 | 41700 | 41700 | 0 | 0 | 0 | 41700 | [12 empty] | 41700 | 41700 |  | 0 | [23 empty] | 41700 | 36 | 3 | Equipment acquired for specific research projects |  | N |  | N |  | N |  | N |  | Y |  | 4
R0429 | 06-07 | 2007-02-01 06:00 | 2010-02-01 |  | Research | Research | Shimadzu |  | Shimadzu HPLC system | Shimadzu HPLC system as detailed in attached quotation dated 09/11/06 from James Brown | Wythenshawe ERC Lab | [6 empty] | 0 | MHS | Translational Medicine |  |  | 2000000 | [8 empty] | R100330 | R100330 | 9011 | R100330 | 6520 | 9013 | 04 | 26987 | 26987 | 0 | 0 | 0 | 26987 | [12 empty] | 26987 | 26987 |  | 0 | [23 empty] | 26987 | 36 | 3 | Equipment acquired for specific research projects |  | N |  | N |  | N |  | N |  | N | Prior to FY1415=NOT required | 12
R0430 | 06-07 | 2007-03-01 06:00 | 2010-03-01 |  | University Funded | University Funded | Ionoptika | RSU2000 | Ionoptika - RSU2000 | ION Beam System and Imaging System | Williamson Building G63 | Williamson Building | John Cowpe | Ian Lyon | 1 Good | 2 Good | 1 Dedicated to particular experiment | 0 | EPS | SEAES |  |  | 3B3 | 3. Materials Characterisation | B. Spectrometry | 3. Mass Spectrometry |  | yes | 2016-07-01 | Confirmed by Vikki Fellows with signed verification form | as per FY1516 YrEnd Verification & Impairments Exercise in Jul'16 | AA09502 | AA09502 | 9011 | LC10220 | 6522 | 9013 | 00 | 250557.76 | 250557.76 | 0 | 0 | 0 | 250557.76 | [12 empty] | 250557.76 | 250557.76 |  | 0 | [23 empty] | 250557.76 | 36 | 3 | Equipment acquired for specific research projects |  | N |  | N |  | N |  | N |  | Y | Prior to FY1415=NOT required | 2
R0431 | 06-07 | 2007-01-01 06:00 | 2010-01-01 |  | Research | Research | J A Woollam | M-2000x | M-2000X ELLIPSOMETER | J A WOOLLAM M-2000X ELLIPSOMETER (Specification attached) | Schuster Bio lab | Schuster Building | Jian Lu | Jian Lu | 1 Good | 2 Good | 1 Dedicated to particular experiment | 0 | EPS | Physics |  |  | 1F1 | 1. Process Equipment – Physical | F. Characterisation | 1. Ellipsometry |  |  |  | Data confirmed as part of data cleanse exercise (March 2015). Asset not physically verified. |  | R100842 | R100842 | 9011 | R100842 | 6520 | 9013 | 01 | 93907.29 | 93907.29 | 0 | 0 | 0 | 93907.29 | [12 empty] | 93907.29 | 93907.29 |  | 0 | [23 empty] | 93907.29 | 36 | 3 | Equipment acquired for specific research projects |  | N |  | N |  | N |  | N |  | N | Prior to FY1415=NOT required | 2
R0432 | 06-07 | 2007-04-01 06:00 | 2010-04-01 |  | Research | Research |  |  | Automated Protein Purification System | Automated Protein Purification System | MIB Building 3rd floor | MIB Building | Andrew Munro | Andrew Munro | 1 Good | 1 State of art | 2 General purpose research | 0.2 | FLS | MIB |  | Protein Expressionhttp://www.mib.ac.uk/research/facilities/proteinexpression/ | 1H1 | 1. Process Equipment – Physical | H. Sample Manipulation | 1. Robot | [5 empty] | R101579 | R101579 | 9011 | R101579 | 6520 | 9013 | 01 | 131046 | 131046 | 0 | 0 | 0 | 131046 | [12 empty] | 131046 | 131046 |  | 0 | [23 empty] | 131046 | 36 | 3 | Equipment acquired for specific research projects |  | N |  | N |  | N |  | N |  | N | Prior to FY1415=NOT required | 3
R0433 | 06-07 | 2007-01-01 06:00 | 2010-01-01 |  | Research | Research |  |  | Equipment Costs | Equipment Costs | [7 empty] | 0 | EPS | Materials | [11 empty] | R012264 | R012264 | 9011 | R012264 | 6520 | 9013 | 25 | 48739 | 48739 | 0 | 0 | 0 | 48739 | [12 empty] | 48739 | 48739 |  | 0 | [23 empty] | 48739 | 36 | 3 | Equipment acquired for specific research projects |  | N |  | N |  | N |  | N |  | N | Prior to FY1415=NOT required | 15
R0434 | 06-07 | 2007-03-01 06:00 | 2010-03-01 |  | Research | Research |  |  | PCO.4000 | PCO.4000 with standard IEEE 1394 interface (firewire) and CamRAM 2GB image memory | [7 empty] | 0 | EPS | Materials | [11 empty] | R100231 | R100231 | 9011 | R100231 | 6520 | 9013 | 01 | 25444.62 | 25444.62 | 0 | 0 | 0 | 25444.62 | [12 empty] | 25444.62 | 25444.62 |  | 0 | [23 empty] | 25444.62 | 36 | 3 | Equipment acquired for specific research projects |  | N |  | N |  | N |  | N |  | N | Prior to FY1415=NOT required | 15
R0435 | 06-07 | 2007-02-01 06:00 | 2010-02-01 |  | Research | Research |  |  | Powerlite - 9010 | Laser powerlite 9010 4x2 service days to mar 2010 Sample prep for ToFMS system | Williamson Building G61 | Williamson Building | John Cowpe |  | 1 Good | 2 Good | 1 Dedicated to particular experiment | 0 | EPS | SEAES | [7 empty] | yes | 2016-07-01 | Confirmed by Vikki Fellows with signed verification form | as per FY1516 YrEnd Verification & Impairments Exercise in Jul'16 | R012401 | R012401 | 9011 | R012401 | 6520 | 9013 | 01 | 203204.5 | 203204.5 | 0 | 0 | 0 | 203204.5 | [12 empty] | 203204.5 | 203204.5 |  | 0 | [23 empty] | 203204.5 | 36 | 3 | Equipment acquired for specific research projects |  | N |  | N |  | N |  | N |  | Y | Prior to FY1415=NOT required | 9
R0437 | 06-07 | 2007-02-01 06:00 | 2010-02-01 |  | Research | Research | Thermo | LTQ Orbitrap | LTQ Orbitrap | LTQ Orbitrap and associated accessories as shown in quotation | MIB Building Prof Kell | MIB Building | Dave Ellis | Douglas Kell | 1 Good | 2 Good | 3 Research and Teaching | 0 | EPS | Chemistry |  |  | 3b3 | 3. Materials Characterisation | B. Spectrometry | 3. Mass Spectrometry |  |  |  | Data confirmed as part of data cleanse exercise (March 2015). Asset not physically verified. |  | R012755 | R012755 | 9011 | R012755 | 6520 | 9013 | 01 | 192900 | 192900 | 0 | 0 | 0 | 192900 | [12 empty] | 192900 | 192900 |  | 0 | [23 empty] | 192900 | 36 | 3 | Equipment acquired for specific research projects |  | N |  | N |  | N |  | N |  | N | Prior to FY1415=NOT required | 2
R0438 | 06-07 | 2006-12-01 06:00 | 2009-12-01 |  | Research | Research |  |  | TT4 Cryogenic Probe | TT4 Cryogenic Probe | Schuster Nano Lab | Schuster Building | Andre Geim | Andre Geim | 1 Good | 2 Good | 1 Dedicated to particular experiment | 0 | EPS | Physics |  |  | 4A5 | 4. Sample Measurement/Analysis | A. Cryogenic | 5. milli-Kelvin |  |  |  | Data confirmed as part of data cleanse exercise (March 2015). Asset not physically verified. |  | R100441 | R100441 | 9011 | R100441 | 6520 | 9013 | 01 | 48001.27 | 48001.27 | 0 | 0 | 0 | 48001.27 | [12 empty] | 48001.27 | 48001.27 |  | 0 | [23 empty] | 48001.27 | 36 | 3 | Equipment acquired for specific research projects |  | N |  | N |  | N |  | N |  | N | Prior to FY1415=NOT required | 4
R0439 | 06-07 | 2006-02-01 06:00 | 2009-02-01 |  | Research | Research |  |  | Base NFS Rack | Base NFS Rack - Streamline | Reynolds House |  | Darren Hankinson | [5 empty] | PSS | ITS | [7 empty] | yes | 2016-07-01 | Confirmed by J.Bird with signed verification form | as per FY1516 YrEnd Verification & Impairments Exercise in Jul'16 | R010980 | R010980 | 9011 | R010980 | 6520 | 9013 | 25 | 0 | 0 | 0 | 0 | 0 | 0 | [12 empty] | 0 | 0 |  | 0 | [23 empty] | 0 | 36 | 3 | Equipment acquired for specific research projects |  | N |  | N |  | N |  | N |  | Y |  | 14
R0440 | 06-07 | 2007-03-01 06:00 | 2010-03-01 |  | Research | Research | Bruker |  | ER 298-XS-u SUPER X UPGRADE | ER 298-XS-u SUPER X UPGRADE ER4112HV-Q/FT FULL SPEC AS PER QUOTE 06242033 | Chemistry Building basement Prof Collison | Chemistry Building | Dan Sells | Dave Collinson | 1 Good | 2 Good | 2 General purpose research | 0 | EPS | Chemistry | [9 empty] | Data confirmed as part of data cleanse exercise (March 2015). Asset not physically verified. |  | R012237 | R012237 | 9011 | R012237 | 6520 | 9013 | 01 | 56417.62 | 56417.62 | 0 | 0 | 0 | 56417.62 | [12 empty] | 56417.62 | 56417.62 |  | 0 | [23 empty] | 56417.62 | 36 | 3 | Equipment acquired for specific research projects |  | N |  | N |  | N |  | N |  | N | Prior to FY1415=NOT required | 7
R0441 | 06-07 | 2006-08-01 06:00 | 2009-08-01 |  | Research | Research |  |  | Colloid Separation System | Colloid Separation System | School request write off |  | David Collison |  | 1 Good | 2 Good | 2 General purpose research | 0 | EPS | Chemistry | [11 empty] | R011528 | R011528 | 9011 | R011528 | 6520 | 9013 | 01 | 19907.78 | 19907.78 | 0 | 0 | 0 | 19907.78 | [12 empty] | 19907.78 | 19907.78 |  | 0 | [23 empty] | 19907.78 | 36 | 3 | Equipment acquired for specific research projects |  | N |  | N |  | N |  | N |  | N | Prior to FY1415=NOT required | 10
R0441 | 06-07 | 2010-08-01 | 2010-09-01 |  | Research | Research |  |  | Colloid Separation System | Colloid Separation System | School request write off |  | David Collison |  | 1 Good | 2 Good | 2 General purpose research | 0 | EPS | Chemistry | [11 empty] | R012337 | R012337 | 9011 | R012337 | 6520 | 9013 | 01 | 68571.22 | 68571.22 | 0 | 0 | 0 | 68571.22 | [12 empty] | 68571.22 | 68571.22 |  | 0 | [23 empty] | 68571.22 | 1 | 0 | Does not match Policy. Check | UEL end dates coincide with the research grant end date, and this may not match the policy | N |  | N |  | N |  | N |  | N | Prior to FY1415=NOT required | 10
R0442 | 06-07 | 2007-02-01 06:00 | 2010-02-01 |  | Research | Research | Varian | Inova 400MHz | NMR Equipment | NMR Equipment, Software and Services | Chemistry Building basement Morris | Chemistry Building | Gareth Morris | Gareth Morris | 1 Good | 2 Good | 3 Research and Teaching | 0 | EPS | Chemistry |  |  | 3A3 | 3. Materials Characterisation | A. Spectroscopy | 3. Nuclear Magnetic Resonance |  |  |  | Data confirmed as part of data cleanse exercise (March 2015). Asset not physically verified. |  | R012355 | R012355 | 9011 | R012355 | 6520 | 9013 | 01 | 199221.23 | 199221.23 | 0 | 0 | 0 | 199221.23 | [12 empty] | 199221.23 | 199221.23 |  | 0 | [23 empty] | 199221.23 | 36 | 3 | Equipment acquired for specific research projects |  | N |  | N |  | N |  | N |  | N | Prior to FY1415=NOT required | 2
R0443 | 06-07 | 2007-04-01 06:00 | 2010-04-01 |  | Research | Research |  |  | Multiple excitation | Multiple excitation, dual emission fluorescence system with edge tracking and sarcomere. | Room 3.06E CTF | Core Technology Facility Building | David Eisner | David Eisner | 1 Good | 2 Good | 1 Dedicated to particular experiment | 0 | MHS | Biomedicine |  |  | 3d7 | 3. Materials Characterisation | D. Optical Microscopy | 7. Fluorescence | [5 empty] | R010130 | R010130 | 9011 | R010130 | 6520 | 9013 | 31 | 27668 | 27668 | 0 | 0 | 0 | 27668 | [12 empty] | 27668 | 27668 |  | 0 | [23 empty] | 27668 | 36 | 3 | Equipment acquired for specific research projects |  | N |  | N |  | N |  | N |  | N | Prior to FY1415=NOT required | 4
R0444 | 06-07 | 2007-03-01 06:00 | 2010-03-01 |  | Research | Research | Sreamline |  | COMPUTER CLUSTER | COMPUTER CLUSTER (SOLUTION) FRONT END MANAGEMENT SERVER FULL SPEC AS PER QUOTE REF Q-01144-056-MAN-05.1 | Chemistry Building 7th Floor Hillier | Chemistry Building | Mark Vincent | Ian Hillier | 2 Adequate | 3 Adequate | 3 Research and Teaching | 0 | EPS | Chemistry | [9 empty] | Data confirmed as part of data cleanse exercise (March 2015). Asset not physically verified. |  | R010901 | R010901 | 9011 | R010901 | 6520 | 9013 | 01 | 49633.06 | 49633.06 | 0 | 0 | 0 | 49633.06 | [12 empty] | 49633.06 | 49633.06 |  | 0 | [23 empty] | 49633.06 | 36 | 3 | Equipment acquired for specific research projects |  | N |  | N |  | N |  | N |  | N | Prior to FY1415=NOT required | 7
R0445 | 06-07 | 2007-05-01 06:00 | 2010-05-01 |  | Research | Research | Zeiss | AxioObserver | IMAGING SYSTEM | IMAGING SYSTEM ZEISS AXIOOBSERVER MOTORISED INVERTED MICROSCOPE WITH MOTORISED FLUORESCENCE TURRET | Michael Smith Building Janni Petersen | Michael Smith Building | Janni Petersen | Janni Petersen | 1 Good | 2 Good | 1 Dedicated to particular experiment | 0 | FLS | Life Sciences |  |  | 3d7 | 3. Materials Characterisation | D. Optical Microscopy | 7. Fluorescence | [5 empty] | R100362 | R100362 | 9011 | R100362 | 6520 | 9013 | 01 | 94996.4 | 94996.4 | 0 | 0 | 0 | 94996.4 | [12 empty] | 94996.4 | 94996.4 |  | 0 | [23 empty] | 94996.4 | 36 | 3 | Equipment acquired for specific research projects |  | N |  | N |  | N |  | N |  | N | Prior to FY1415=NOT required | 2
R0446 | 06-07 | 2007-02-01 06:00 | 2010-02-01 |  | Research | Research | Eppendorf | Realplex | MACHINE | MACHINE QUOTE NO:GS070315/D EPPENDORF REALPLEX RT PCR. | Stopford Building | Stopford Building | A McBain | A Mcbain | 1 Good | 2 Good | 3 Research and Teaching | 0.2 | MHS | Pharmacy |  |  | 4f2 | 4. Sample Measurement/Analysis | F. Proteins/Nucleic Acids | 2. PCR | [5 empty] | R011331 | R011331 | 9011 | R011331 | 6520 | 9013 | 04 | 26450 | 26450 | 0 | 0 | 0 | 26450 | [12 empty] | 26450 | 26450 |  | 0 | [23 empty] | 26450 | 36 | 3 | Equipment acquired for specific research projects |  | N |  | N |  | N |  | N |  | N | Prior to FY1415=NOT required | 2
R0447 | 06-07 | 2007-04-01 06:00 | 2010-04-01 |  | Research | Research | Cressington |  | Desktop Coating System | Cressington Desktop Coating System | School of life sciences | [6 empty] | 0 | MHS | Paterson Institute | [11 empty] | R012149 | R012149 | 9011 | R012149 | 6520 | 9013 | 31 | 28560 | 28560 | 0 | 0 | 0 | 28560 | [12 empty] | 28560 | 28560 |  | 0 | [23 empty] | 28560 | 36 | 3 | Equipment acquired for specific research projects |  | N |  | N |  | N |  | N |  | N | Prior to FY1415=NOT required | 13
R0448 | 06-07 | 2007-05-01 06:00 | 2010-05-01 |  | Research | Research | Bruker | Avance III 400MHz | SPECTROMETER | AVANCE III 400 NMR SPECTROMETER FULL SPEC AND UPGRADES, SOFTWARE AND SERVICES AS SPECIFIED ON QUOTE REF 06241319 | Chemistry Building | Chemistry Building | Roger Speak | Chris Muryn | 1 Good | 2 Good | 2 General purpose research | 0 | EPS | Chemistry |  | NMR Servicehttp://www.chemistry.manchester.ac.uk/research/facilities/NMR/ | 3a3 | 3. Materials Characterisation | A. Spectroscopy | 3. Nuclear Magnetic Resonance |  |  |  | Data confirmed as part of data cleanse exercise (March 2015). Asset not physically verified. |  | R012355 | R012355 | 9011 | R012355 | 6520 | 9013 | 01 | 664434.64 | 664434.64 | 0 | 0 | 0 | 664434.64 | [12 empty] | 664434.64 | 664434.64 |  | 0 | [23 empty] | 664434.64 | 36 | 3 | Equipment acquired for specific research projects |  | N |  | N |  | N |  | N |  | N | Prior to FY1415=NOT required | 1
R0449 | 06-07 | 2006-12-01 06:00 | 2009-12-01 |  | Research | Research |  |  | Combined Accuscreen | Combined Accuscreen (TE and AABR) | School requests write off | [7 empty] | MHS | Psychological Sciences | [11 empty] | R011129 | R011129 | 9011 | R011129 | 6520 | 9013 | 03 | 64613.25 | 64613.25 | 0 | 0 | 0 | 64613.25 | [12 empty] | 64613.25 | 64613.25 |  | 0 | [23 empty] | 64613.25 | 36 | 3 | Equipment acquired for specific research projects |  | N |  | N |  | N |  | N |  | N | Prior to FY1415=NOT required | 15
R0450 | 06-07 | 2007-05-01 06:00 | 2010-05-01 |  | Research | Research | Calipers |  | IVIS Lumina Series | IVIS Lumina Series |  |  | Gail Bruder | Gail Bruder |  |  |  |  | MHS | Paterson Institute |  |  | 3c5 | 3. Materials Characterisation | C. Imaging | 5. In Vivo Fluorescence | [5 empty] | R012149 | R012149 | 9011 | R012149 | 6520 | 9013 | 31 | 77030 | 77030 | 0 | 0 | 0 | 77030 | [12 empty] | 77030 | 77030 |  | 0 | [23 empty] | 77030 | 36 | 3 | Equipment acquired for specific research projects |  | N |  | N |  | N |  | N |  | N | Prior to FY1415=NOT required | 9
R0451 | 06-07 | 2007-06-01 06:00 | 2010-06-01 |  | Research | Research |  |  | NTS Nanoindenter | NTS Nanoindenter | Materials Science Building A35b | Materials Science Building | Andrew Forrest | Brian Derby | 1 Good | 2 Good | 3 Research and Teaching | 0.4 | EPS | Materials |  |  | 3K4 | 3. Materials Characterisation | K. Mechanical Properties | 4. Hardness |  | yes | 2015-07-01 | PAUL JORDAN/JOHN GOODIER | as per Jun'15 verification exercise for FY14-15 YrEnd | R013271 | R013271 | 9011 | R013271 | 6520 | 9013 | 01 | 77008 | 77008 | 0 | 0 | 0 | 77008 | [12 empty] | 77008 | 77008 |  | 0 | [23 empty] | 77008 | 36 | 3 | Equipment acquired for specific research projects |  | N |  | N |  | N |  | N |  | Y |  | 4
R0453 | 06-07 | 2007-07-01 06:00 | 2010-07-01 |  | Research | Research |  |  | Carbon Tape Application System | Carbon Tape Application System per quote ref: 48663124 |  |  |  | Chris Carr |  |  |  | 0 | EPS | Materials | 186988 | [10 empty] | R012264 | R012264 | 9011 | R012264 | 6520 | 9013 | 03 | 31038.79 | 31038.79 | 0 | 0 | 0 | 31038.79 | [12 empty] | 31038.79 | 31038.79 |  | 0 | [23 empty] | 31038.79 | 36 | 3 | Equipment acquired for specific research projects |  | N |  | N |  | N |  | N |  | N | Prior to FY1415=NOT required | 13
R0454 | 06-07 | 2007-07-01 06:00 | 2010-07-01 |  | Research | Research | Rennishaw | inVia | SPECTROMETER | RENNISHAW INVIA SPECTROMETER SYSTEM OPTION 1 - INCLUSIVE OF DELIVERY,INSTALLATION,TRAING AND WARRANT | Materials Science Building D21 | Materials Science Building | Johnathan Duff | Fabio Scenini | 1 Good | 2 Good | 2 General purpose research | 0 | EPS | Materials |  |  | 3A1 | 3. Materials Characterisation | A. Spectroscopy | 1. Raman |  | yes | 2015-07-01 | PAUL JORDAN/JOHN GOODIER | as per Jun'15 verification exercise for FY14-15 YrEnd | R013287 | R013287 | 9011 | R013287 | 6520 | 9013 | 03 | 90439.1 | 90439.1 | 0 | 0 | 0 | 90439.1 | [12 empty] | 90439.1 | 90439.1 |  | 0 | [23 empty] | 90439.1 | 36 | 3 | Equipment acquired for specific research projects |  | N |  | N |  | N |  | N |  | Y |  | 2
R0455 | 06-07 | 2011-03-01 06:00 | 2014-03-01 |  | University Funded | University Funded | Kore | R500 | Kore - R500 | from FA00561 Kore Spectrometer inv. Capital high performance secondary ion mass spectrometry | Williamson Building G63 | Williamson Building | John Cowpe | Ian Lyon | 1 Good | 2 Good | 1 Dedicated to particular experiment | 0 | EPS | SEAES |  |  | 3B3 | 3. Materials Characterisation | B. Spectrometry | 3. Mass Spectrometry |  | yes | 2016-07-01 | Confirmed by Vikki Fellows with signed verification form | as per FY1516 YrEnd Verification & Impairments Exercise in Jul'16 | AA09502 | AA09502 | 9011 | LC10220 | 6522 | 9013 | 00 | 32167.5 | 32167.5 | 0 | 0 | 0 | 32167.5 | [12 empty] | 32167.5 | 32167.5 |  | 0 | [23 empty] | 32167.5 | 36 | 3 | Equipment acquired for specific research projects |  | N |  | N |  | N |  | N |  | Y | Prior to FY1415=NOT required | 2
R0456 | 07-08 | 2007-11-01 | 2010-11-01 18:00 |  | Research | Research | Leica | DM5000B | MICROSCOPE | DM5000B UPRIGHT MICROSCOPE, FLORESCENCE CAMERA AND STEREOSCOPE | Michael Smith Building B.2087 | Michael Smith Building | Gino Poulin | Gino Poulin |  |  |  | 0 | FLS | Life Sciences | 241246 |  | 3d7 | 3. Materials Characterisation | D. Optical Microscopy | 7. Fluorescence |  |  |  | Verified as part of data cleanse exercise (March 2015) |  | R100485 | R100485 | 9011 | R100485 | 6520 | 9013 | 01 | 30171.11 | 30171.11 | 0 | 0 | 0 | 30171.11 | [12 empty] | 30171.11 | 30171.11 |  | 0 | [23 empty] | 30171.11 | 36 | 3 | Equipment acquired for specific research projects |  | N |  | N |  | N |  | N |  | N | Prior to FY1415=NOT required | 4
R0457 | 07-08 | 2007-11-01 | 2010-11-01 18:00 |  | Research | Research | Zeiss | AX100B | MICROSCOPE | ZEISS AX100B SERVER MOTORISED INVERTED MICROSCOPE | Michael Smith Building C4222 | Michael Smith Building | Janni Petersen | Janni Petersen | 1 Good | 1 State of art | 1 Dedicated to particular experiment | 0 | FLS | Life Sciences | 202036 |  | 3d7 | 3. Materials Characterisation | D. Optical Microscopy | 7. Fluorescence |  |  |  | Verified as part of data cleanse exercise (March 2015) |  | R100362 | R100362 | 9011 | R100362 | 6520 | 9013 | 01 | 34365.06 | 34365.06 | 0 | 0 | 0 | 34365.06 | [12 empty] | 34365.06 | 34365.06 |  | 0 | [23 empty] | 34365.06 | 36 | 3 | Equipment acquired for specific research projects |  | N |  | N |  | N |  | N |  | N | Prior to FY1415=NOT required | 1
R0458 | 07-08 | 2007-11-01 | 2010-11-01 18:00 |  | Research | Research | Continuum | Panther | CONTINUUM OPO PANTHER | CONTINUUM OPO PANTHER EX SYSTEM WITH SURELITE 11-10 | Schuster Nano Lab | Schuster Building | Alexander Grigorenko | Alexander Grigorenko | 1 Good | 2 Good | 1 Dedicated to particular experiment | 0 | EPS | Physics | 237944 |  | 4D5 | 4. Sample Measurement/Analysis | D. Laser | 5. Nanosecond |  |  |  | Data confirmed as part of data cleanse exercise (March 2015). Asset not physically verified. |  | R012239 | R012239 | 9011 | R012239 | 6520 | 9013 | 01 | 44600 | 44600 | 0 | 0 | 0 | 44600 | [12 empty] | 44600 | 44600 |  | 0 | [23 empty] | 44600 | 36 | 3 | Equipment acquired for specific research projects |  | N |  | N |  | N |  | N |  | N | Prior to FY1415=NOT required | 1
R0459 | 07-08 | 2007-11-01 | 2010-11-01 18:00 |  | Research | Research |  |  | spectrometer | chemical ionization mass spectrometer for measurement of nictric acid and ammonia. | Simon Building 1.05 | Simon Building | Asan Bacak | Carl Percival | 1 Good | 2 Good | 1 Dedicated to particular experiment | 0 | EPS | SEAES | 261459 | Analytical Geochemistry Unit | 3B3 | 3. Materials Characterisation | B. Spectrometry | 3. Mass Spectrometry | n | yes | 2016-07-01 | Confirmed by Vikki Fellows with signed verification form | as per FY1516 YrEnd Verification & Impairments Exercise in Jul'16 | R103822 | R103822 | 9011 | R103822 | 6520 | 9013 | 01 | 100969.19 | 100969.19 | 0 | 0 | 0 | 100969.19 | [12 empty] | 100969.19 | 100969.19 |  | 0 | [23 empty] | 100969.19 | 36 | 3 | Equipment acquired for specific research projects |  | N |  | N |  | N |  | N |  | Y | Prior to FY1415=NOT required | 2 | 27.01.16: Consolidated multiple lines due to FAR cleanse exercise
R0460 | 07-08 | 2007-11-01 | 2010-11-01 18:00 |  | Research | Research | Gatan | Orius SC1000W | CAMERA | ORIUS SC1000W CAMERA SYSTEM FOR JEM 1220 | School of life sciences | [6 empty] | 0 | MHS | Paterson Institute | 223518 | [10 empty] | R012149 | R012149 | 9011 | R012149 | 6520 | 9013 | 31 | 48500 | 48500 | 0 | 0 | 0 | 48500 | [12 empty] | 48500 | 48500 |  | 0 | [23 empty] | 48500 | 36 | 3 | Equipment acquired for specific research projects |  | N |  | N |  | N |  | N |  | N | Prior to FY1415=NOT required | 11
R0461 | 07-08 | 2007-11-01 | 2010-11-01 18:00 |  | Research | Research | GE Healthcare | AKTA Explorer 100 | AIR SYSTEM | TC/SP AKTA EXPLORER 100 AIR SYSTEM INCLUDING COLD CABINET AND CUSTOM DESIGNED COLUMN XK50/60 PRE-PACKED WITH SUPEROSE 6 PG, 55CM BED HEIGHT | Paterson Institute | Paterson Building | Frederick Van Deursen | Karim Labib | 1 Good | 3 Adequate | 2 General purpose research | 0.3 | MHS | Paterson Institute | 224358 |  | 3l5 | 3. Materials Characterisation | L. Chemical Analysis | 5. Chromatography | [5 empty] | R012149 | R012149 | 9011 | R012149 | 6520 | 9013 | 31 | 64912.97 | 64912.97 | 0 | 0 | 0 | 64912.97 | [12 empty] | 64912.97 | 64912.97 |  | 0 | [23 empty] | 64912.97 | 36 | 3 | Equipment acquired for specific research projects |  | N |  | N |  | N |  | N |  | N | Prior to FY1415=NOT required | 1
R0462 | 07-08 | 2007-11-01 | 2010-11-01 18:00 |  | Research | Research | Contained Air Solutions |  | MICROBIOLOGICAL SAFETY CABINET | BIOCLASS II RECIRCULATION TYPE, CLASS 2 MICROBIOLOGICAL SAFETY CABINET, NOM | Paterson Institute | Paterson Building | Colin Gleeson | Caroline Dive | 1 Good | 2 Good | 2 General purpose research | 0 | MHS | Paterson Institute | 273288 |  | 2a3 | 2. Process Equipment – Biological | A. Growth and Manipulation | 3. Cell Culture | [5 empty] | R012149 | R012149 | 9011 | R012149 | 6520 | 9013 | 31 | 41125 | 41125 | 0 | 0 | 0 | 41125 | [12 empty] | 41125 | 41125 |  | 0 | [23 empty] | 41125 | 36 | 3 | Equipment acquired for specific research projects |  | N |  | N |  | N |  | N |  | N | Prior to FY1415=NOT required | 2
R0464 | 07-08 | 2008-01-01 | 2011-01-01 18:00 |  | Research | Research |  |  | NUCLEOFECTOR SYSTEM | NUCLEOFECTOR SYSTEM | On loan to Blond-McIndoe lab, Stopford |  | Andy Hayes | Andy Hayes | 2 Adequate | 3 Adequate | 2 General purpose research | 0.3 | FLS | Life Sciences | 296600 |  | 2a3 | 2. Process Equipment – Biological | A. Growth and Manipulation | 3. Cell Culture | [5 empty] | R104438 | R104438 | 9011 | R104438 | 6520 | 9013 | 31 | 35448.3 | 35448.3 | 0 | 0 | 0 | 35448.3 | [12 empty] | 35448.3 | 35448.3 |  | 0 | [23 empty] | 35448.3 | 36 | 3 | Equipment acquired for specific research projects |  | N |  | N |  | N |  | N |  | N | Prior to FY1415=NOT required | 4
R0465 | 07-08 | 2007-12-01 | 2010-12-01 18:00 |  | Research | Research |  |  | UCAM instru.develop FFAM JIF | UCAM instru.develop FFAM JIF | FAAM Aircraft Cranfield | Simon Building | [6 empty] | EPS | SEAES | 346978/1 | [6 empty] | yes | 2016-07-01 | Confirmed by Vikki Fellows with signed verification form | as per FY1516 YrEnd Verification & Impairments Exercise in Jul'16 | R013365 | R013365 | 9011 | R013365 | 6520 | 9013 | 01 | 50000 | 50000 | 0 | 0 | 0 | 50000 | [12 empty] | 50000 | 50000 |  | 0 | [23 empty] | 50000 | 36 | 3 | Equipment acquired for specific research projects |  | N |  | N |  | N |  | N |  | Y | Prior to FY1415=NOT required | 13
R0466 | 07-08 | 2008-01-01 | 2011-01-01 18:00 |  | Research | Research | Applied Biosystems | 7500 PCR | REAL TIME PCR SYSTEM TOWER | 7500 REAL TIME PCR SYSTEM TOWER | Room 2.019 AV Hill building | A V Hill Building | Sara Rollinson | Stuart Pickering Brown | 1 Good | 2 Good | 2 General purpose research | 0.8 | MHS | Community Based Medicine | 183866 |  | 4f2 | 4. Sample Measurement/Analysis | F. Proteins/Nucleic Acids | 2. PCR | [5 empty] | R101765 | R101765 | 9011 | R101765 | 6520 | 9013 | 01 | 25176.8 | 25176.8 | 0 | 0 | 0 | 25176.8 | [12 empty] | 25176.8 | 25176.8 |  | 0 | [23 empty] | 25176.8 | 36 | 3 | Equipment acquired for specific research projects |  | N |  | N |  | N |  | N |  | N | Prior to FY1415=NOT required | 1
R0467 | 07-08 | 2008-01-01 | 2011-01-01 18:00 |  | Research | Research |  |  | FLEX3 WORKSTATION | FLEX3 WORKSTATION | Michael Smith Building D.4307 | Michael Smith Building | Joan Sim | Joan Sim | 1 Good | 2 Good | 1 Dedicated to particular experiment | 0.4 | FLS | Life Sciences | 256538 |  | 2e5 | 2. Process Equipment – Biological | E. Characterisation | 5. Plate Readers |  |  |  | Verified as part of data cleanse exercise (March 2015) |  | R104014 | R104014 | 9011 | R104014 | 6520 | 9013 | 31 | 65340 | 65340 | 0 | 0 | 0 | 65340 | [12 empty] | 65340 | 65340 |  | 0 | [23 empty] | 65340 | 36 | 3 | Equipment acquired for specific research projects |  | N |  | N |  | N |  | N |  | N | Prior to FY1415=NOT required | 3
R0469 | 07-08 | 2008-01-01 | 2011-01-01 18:00 |  | Research | Research | Ionoptika | Duoplasmatron - 105 5D | Duoplasmatron - 105 5D | Duoplasmatron Ion Beam system Sample sputtering for Tof-SIMS | Williamson Building G63 | Williamson Building | John Cowpe | Ian Lyon | 1 Good | 2 Good | 1 Dedicated to particular experiment | 0 | EPS | SEAES | 247412 |  | 3B3 | 3. Materials Characterisation | B. Spectrometry | 3. Mass Spectrometry |  | yes | 2016-07-01 | Confirmed by Vikki Fellows with signed verification form | as per FY1516 YrEnd Verification & Impairments Exercise in Jul'16 | R012401 | R012401 | 9011 | R012401 | 6520 | 9013 | 01 | 68000 | 68000 | 0 | 0 | 0 | 68000 | [12 empty] | 68000 | 68000 |  | 0 | [23 empty] | 68000 | 36 | 3 | Equipment acquired for specific research projects |  | N |  | N |  | N |  | N |  | Y | Prior to FY1415=NOT required | 1
R0470 | 07-08 | 2008-01-01 | 2011-01-01 18:00 |  | Research | Research | Affymetrix | GCS3000 7G SYSTEM | Affymetrix SNP analyser | Affymetrix SNP analyser - Full system including a scanner with autoloader GCS3000 7G SYSTEM | St Marys Hospital Genetic Medicine - Room L.6.CV.004 | St Mary's Hospital | Jill Urquhart | Graeme Black | 1 Good | 2 Good | 2 General purpose research | 0.5 | MHS | Biomedicine | 299921 |  | 4f1 | 4. Sample Measurement/Analysis | F. Proteins/Nucleic Acids | 1. Arrays | [5 empty] | R104641 | R104641 | 9011 | R104641 | 6520 | 9013 | 26 | 95000 | 95000 | 0 | 0 | 0 | 95000 | [12 empty] | 95000 | 95000 |  | 0 | [23 empty] | 95000 | 36 | 3 | Equipment acquired for specific research projects |  | N |  | N |  | N |  | N |  | N | Prior to FY1415=NOT required | 1
R0471 | 07-08 | 2008-01-01 | 2011-01-01 18:00 |  | Research | Research | Shimadzu |  | HPLC SYSTEM | HPLC SYSTEM | Paterson Institute - INOSITIDE LABORATORY | Paterson Building | Nullin Divecha | David Jones | 1 Good | 1 State of art | 1 Dedicated to particular experiment | 0 | MHS | Paterson Institute | 310568 |  | 3l5 | 3. Materials Characterisation | L. Chemical Analysis | 5. Chromatography | [5 empty] | R012149 | R012149 | 9011 | R012149 | 6520 | 9013 | 31 | 50000 | 50000 | 0 | 0 | 0 | 50000 | [12 empty] | 50000 | 50000 |  | 0 | [23 empty] | 50000 | 36 | 3 | Equipment acquired for specific research projects |  | N |  | N |  | N |  | N |  | N | Prior to FY1415=NOT required | 2
R0472 | 07-08 | 2008-01-01 | 2011-01-01 18:00 |  | Research | Research | GE Healthcare | AKTApurifier | AKTAPURIFIER | AKTAPURIFIER | Paterson Institute - INOSITIDE LABORATORY | Paterson Building | Nullin Divecha | David Jones | 1 Good | 1 State of art | 1 Dedicated to particular experiment | 0 | MHS | Paterson Institute | 314112 |  | 3l5 | 3. Materials Characterisation | L. Chemical Analysis | 5. Chromatography | [5 empty] | R012149 | R012149 | 9011 | R012149 | 6520 | 9013 | 31 | 45786.09 | 45786.09 | 0 | 0 | 0 | 45786.09 | [12 empty] | 45786.09 | 45786.09 |  | 0 | [23 empty] | 45786.09 | 36 | 3 | Equipment acquired for specific research projects |  | N |  | N |  | N |  | N |  | N | Prior to FY1415=NOT required | 1
R0473 | 07-08 | 2008-01-01 | 2011-01-01 18:00 |  | Research | Research | BD | FACSArray | FACSARRAY ANALYSER | FACSARRAY ANALYSER | Paterson Institute - CEP | Paterson Building | Martin Greaves | Caroline Dive | 1 Good | 1 State of art | 1 Dedicated to particular experiment | 0 | MHS | Paterson Institute | 313453 |  | 4d1 | 4. Sample Measurement/Analysis | D. Laser | 1. Characterisation | [5 empty] | R012149 | R012149 | 9011 | R012149 | 6520 | 9013 | 31 | 0 | 0 | 0 | 0 | 0 | 0 | [12 empty] | 0 | 0 |  | 0 | [23 empty] | 0 | 36 | 3 | Equipment acquired for specific research projects |  | N |  | N |  | N |  | N |  | N | Prior to FY1415=NOT required | 1
R0474 | 07-08 | 2008-01-01 | 2011-01-01 18:00 |  | Research | Research |  |  | Mercury Intrusion system | Mercury Intrusion system | F30 - the Jackson Mill | The Mill | Stuart Pickering | Stuart Holmes |  |  |  | 0 | EPS | CEAS | 242638 | [6 empty] | yes | 2015-07-01 | GARY BURNS | as per Jun'15 verification exercise for FY14-15 YrEnd | R103513 | R103513 | 9011 | R103513 | 6520 | 9013 | 03 | 31607.5 | 31607.5 | 0 | 0 | 0 | 31607.5 | [12 empty] | 31607.5 | 31607.5 |  | 0 | [23 empty] | 31607.5 | 36 | 3 | Equipment acquired for specific research projects |  | N |  | N |  | N |  | N |  | Y |  | 10
R0475 | 07-08 | 2008-02-01 | 2011-02-01 18:00 |  | Research | Research | Labtech |  | LABTECH MULTI LABEL READER | LABTECH MULTI LABEL READER | Paterson Institute - INOSITIDE LABORATORY | Paterson Building | Nullin Divecha | David Jones | 1 Good | 1 State of art | 2 General purpose research | 0.3 | MHS | Paterson Institute | 310241 |  | 2e5 | 2. Process Equipment – Biological | E. Characterisation | 5. Plate Readers | [5 empty] | R012149 | R012149 | 9011 | R012149 | 6520 | 9013 | 31 | 27500 | 27500 | 0 | 0 | 0 | 27500 | [12 empty] | 27500 | 27500 |  | 0 | [23 empty] | 27500 | 36 | 3 | Equipment acquired for specific research projects |  | N |  | N |  | N |  | N |  | N | Prior to FY1415=NOT required | 2
R0476 | 07-08 | 2008-03-01 | 2011-03-01 18:00 |  | Research | Research |  |  | Autoclave Recirculation loop | Lot 2 Autoclave Recirculation loop | Materials Science Building D21 | Materials Science Building | Stuart Pickering | Fabio Scenini | 1 Good | 1 State of art | 2 General purpose research | 0 | EPS | Materials | 169467 | Autoclaves | 2D1 | 2. Process Equipment – Biological | D. Sterilisation | 1. Autoclave |  | yes | 2015-07-01 | PAUL JORDAN/JOHN GOODIER | as per Jun'15 verification exercise for FY14-15 YrEnd | R013287 | R013287 | 9011 | R013287 | 6520 | 9013 | 03 | 221725 | 221725 | 0 | 0 | 0 | 221725 | [12 empty] | 221725 | 221725 |  | 0 | [23 empty] | 221725 | 36 | 3 | Equipment acquired for specific research projects |  | N |  | N |  | N |  | N |  | Y |  | 2
R0477 | 07-08 | 2008-04-01 | 2011-04-01 18:00 |  | Research | Research | TgK Scientific |  | TgK Scientific SF61SX2 rapid mixing stopped flow system | SF-61SX2 KINETASYST SINGLE MIXING SYSTEM FLUOROMETER SYSTEM + ACCESSORIES | MIB Building - Rm 3.055 | MIB Building | Derren Heyes | Derren Heyes | 1 Good | 2 Good | 2 General purpose research | 0.2 | FLS | Life Sciences | 303471 |  | 3b1 | 3. Materials Characterisation | B. Spectrometry | 1. Spectrophotometry |  | yes | Jul'15 | Sophie Chetham | confirmed by email on 21.07.15 | R104553 | R104553 | 9011 | R104553 | 6520 | 9013 | 01 | 34767 | 34767 | 0 | 0 | 0 | 34767 | [12 empty] | 34767 | 34767 |  | 0 | [23 empty] | 34767 | 36 | 3 | Equipment acquired for specific research projects |  | N |  | N |  | N |  | N |  | Y |  | 2
R0478 | 07-08 | 2008-04-01 | 2011-04-01 18:00 |  | Research | Research | Leica | Cryo UC6 | ULTRAMICROTOME | LEICA CRYO UC6 ULTRAMICROTOME | Michael Smith Building EM UNIT | Michael Smith Building | Aleksandr Mironov | Aleksandr Mironov | 1 Good | 2 Good | 2 General purpose research | 0.7 | FLS | Life Sciences | 315049 | Electron Microscopy Facility | 2c2 | 2. Process Equipment – Biological | C. Tissue Processing | 2. Cryostat | [5 empty] | R104803 | R104803 | 9011 | R104803 | 6520 | 9013 | 31 | 66967.14 | 66967.14 | 0 | 0 | 0 | 66967.14 | [12 empty] | 66967.14 | 66967.14 |  | 0 | [23 empty] | 66967.14 | 36 | 3 | Equipment acquired for specific research projects |  | N |  | N |  | N |  | N |  | N | Prior to FY1415=NOT required | 0
R0479 | 07-08 | 2008-04-01 | 2011-04-01 18:00 |  | Research | Research | Waters | nanoACQUITY | BASE SYSTEM | NANOACQUITY UPLC BASE SYSTEM | Paterson Institute - MBCF | Paterson Building | Duncan Smith | Duncan Smith | 1 Good | 1 State of art | 1 Dedicated to particular experiment | 0 | MHS | Paterson Institute | 277212 |  | 3l5 | 3. Materials Characterisation | L. Chemical Analysis | 5. Chromatography | [5 empty] | R012149 | R012149 | 9011 | R012149 | 6520 | 9013 | 31 | 43006.4 | 43006.4 | 0 | 0 | 0 | 43006.4 | [12 empty] | 43006.4 | 43006.4 |  | 0 | [23 empty] | 43006.4 | 36 | 3 | Equipment acquired for specific research projects |  | N |  | N |  | N |  | N |  | N | Prior to FY1415=NOT required | 1
R0480 | 07-08 | 2008-04-01 | 2011-04-01 18:00 |  | Research | Research | Miltenyi Biotech | autoMACS | AUTOMATED MAGNETIC CELL SORTER | AUTOMACS AUTOMATED MAGNETIC CELL SORTER | Paterson Institute - LEUKAEMIA LABORATORY | Paterson Building | Gary Spencer | Timothy Somerville | 1 Good | 1 State of art | 1 Dedicated to particular experiment | 0.8 | MHS | Paterson Institute | 351534 |  | 2c1 | 2. Process Equipment – Biological | C. Tissue Processing | 1. Tissue Processor | [5 empty] | R012149 | R012149 | 9011 | R012149 | 6520 | 9013 | 31 | 26495 | 26495 | 0 | 0 | 0 | 26495 | [12 empty] | 26495 | 26495 |  | 0 | [23 empty] | 26495 | 36 | 3 | Equipment acquired for specific research projects |  | N |  | N |  | N |  | N |  | N | Prior to FY1415=NOT required | 1
R0481 | 07-08 | 2008-04-01 | 2011-04-01 18:00 |  | Research | Research | 3D Histech |  | WHOLE SLIDE IMAGING SYSTEM | WHOLE SLIDE IMAGING SYSTEM - 300 SLIDE B ATCH PROCESSINGT HISTOLOGY SLIDE SCANNER. | Paterson Institute - ADVANCED IMAGING UNIT | Paterson Building | Steven Bagley | Steven Bagley | 1 Good | 2 Good | 2 General purpose research | 0.3 | MHS | Paterson Institute | 281002 |  | 3d7 | 3. Materials Characterisation | D. Optical Microscopy | 7. Fluorescence | [5 empty] | R012149 | R012149 | 9011 | R012149 | 6520 | 9013 | 31 | 80000 | 80000 | 0 | 0 | 0 | 80000 | [12 empty] | 80000 | 80000 |  | 0 | [23 empty] | 80000 | 36 | 3 | Equipment acquired for specific research projects |  | N |  | N |  | N |  | N |  | N | Prior to FY1415=NOT required | 2
R0483 | 07-08 | 2008-05-01 | 2011-05-01 18:00 |  | Research | Research | Bruker | Vertex 80 | Bruker Vertex 80 | VERTEX 80 INFRARED FOURIER SPECTROPHOTOMETER | MIB Building - Rm 3.055 | MIB Building | Derren Heyes | Derren Heyes | 1 Good | 1 State of art | 2 General purpose research | 0.5 | FLS | Life Sciences | 293750 |  | 3a2 | 3. Materials Characterisation | A. Spectroscopy | 2. Infra-Red |  | yes | Jul'15 | Sophie Chetham | confirmed by email on 21.07.15 | R104553 | R104553 | 9011 | R104553 | 6520 | 9013 | 01 | 76482 | 76482 | 0 | 0 | 0 | 76482 | [12 empty] | 76482 | 76482 |  | 0 | [23 empty] | 76482 | 36 | 3 | Equipment acquired for specific research projects |  | N |  | N |  | N |  | N |  | Y |  | 1
R0484 | 07-08 | 2008-05-01 | 2011-05-01 18:00 |  | Research | Research | Therm Fisher |  | Spectrometers | Mass Spectrometers (includes orbitrap) | Paterson Institute | Paterson Building | Duncan Smith | Duncan Smith | 1 Good | 3 Adequate | 1 Dedicated to particular experiment | 0 | MHS | Paterson Institute | 260791 |  | 3b3 | 3. Materials Characterisation | B. Spectrometry | 3. Mass Spectrometry | [5 empty] | R012149 | R012149 | 9011 | R012149 | 6520 | 9013 | 31 | 396947.45 | 396947.45 | 0 | 0 | 0 | 396947.45 | [12 empty] | 396947.45 | 396947.45 |  | 0 | [23 empty] | 396947.45 | 36 | 3 | Equipment acquired for specific research projects |  | N |  | N |  | N |  | N |  | N | Prior to FY1415=NOT required | 2
R0485 | 07-08 | 2008-05-01 | 2011-05-01 18:00 |  | Research | Research | Yokogawa | CSU-10 | Spinning disk confocal system | Yokogawa CSU-10 Spinning disk confocal system, complete with fibre delivery system and Plan -apo field lens for CSU-10 | Michael Smith Building C4222 | Michael Smith Building | Stephen Taylor | Stephen Taylor | 1 Good | 2 Good | 1 Dedicated to particular experiment | 0 | FLS | Life Sciences | 323465 |  | 3d1 | 3. Materials Characterisation | D. Optical Microscopy | 1. Confocal |  |  |  | Verified as part of data cleanse exercise (March 2015) |  | R011053 | R011053 | 9011 | R011053 | 6520 | 9013 | 31 | 39780 | 39780 | 0 | 0 | 0 | 39780 | [12 empty] | 39780 | 39780 |  | 0 | [23 empty] | 39780 | 36 | 3 | Equipment acquired for specific research projects |  | N |  | N |  | N |  | N |  | N | Prior to FY1415=NOT required | 1
R0486 | 07-08 | 2008-05-01 | 2011-05-01 18:00 |  | Research | Research | Renishaw |  | SPECTROMETERS | 3 X LASER RAMAN SPECTROMETERS | MIB Building LASER LABORATORY ROOM 1.062 | MIB Building | Roy Goodacre | Roy Goodacre | 1 Good | 2 Good | 3 Research and Teaching | 0 | EPS | Chemistry | 351626 |  | 3a1 | 3. Materials Characterisation | A. Spectroscopy | 1. Raman |  |  |  | Data confirmed as part of data cleanse exercise (March 2015). Asset not physically verified. |  | R012770 | R012770 | 9011 | R012770 | 6520 | 9013 | 03 | 26740.18 | 26740.18 | 0 | 0 | 0 | 26740.18 | [12 empty] | 26740.18 | 26740.18 |  | 0 | [23 empty] | 26740.18 | 36 | 3 | Equipment acquired for specific research projects |  | N |  | N |  | N |  | N |  | N | Prior to FY1415=NOT required | 2
R0487 | 07-08 | 2008-05-01 | 2011-05-01 18:00 |  | Research | Research | Bruker | Avance III 400MHz | SPECTROMETER | AVANCE III 400 NMR SPECTROMETER FULL SPEC AND UPGRADES, SOFTWARE AND SERVICES AS SPECIFIED ON QUOTE REF 06241319 | Chemistry Building | Chemistry Building | Roger Speak | Chris Muryn | 1 Good | 2 Good | 2 General purpose research | 0 | EPS | Chemistry | 152477 | NMR Servicehttp://www.chemistry.manchester.ac.uk/research/facilities/NMR/ | 3a3 | 3. Materials Characterisation | A. Spectroscopy | 3. Nuclear Magnetic Resonance |  |  |  | Verified as part of data cleanse exercise (March 2015) |  | R012355 | R012355 | 9011 | R012355 | 6520 | 9013 | 01 | 73826.07 | 73826.07 | 0 | 0 | 0 | 73826.07 | [12 empty] | 73826.07 | 73826.07 |  | 0 | [23 empty] | 73826.07 | 36 | 3 | Equipment acquired for specific research projects |  | N |  | N |  | N |  | N |  | N | Prior to FY1415=NOT required | 0
R0489 | 07-08 | 2008-06-01 | 2011-06-01 18:00 |  | Research | Research | BD Biosciences | FACSArray | FACSARray colour analyser | FACSARray colour analyser / work station | AV Hill Building 4th Floor | A V Hill Building | Richard Grencis | Richard Grencis | 1 Good | 2 Good | 2 General purpose research | 0.6 | FLS | Life Sciences | 356471 |  | 2e1 | 2. Process Equipment – Biological | E. Characterisation | 1. Fluorescent Readers | [5 empty] | R104847 | R104847 | 9011 | R104847 | 6520 | 9013 | 31 | 25000 | 25000 | 0 | 0 | 0 | 25000 | [12 empty] | 25000 | 25000 |  | 0 | [23 empty] | 25000 | 36 | 3 | Equipment acquired for specific research projects |  | N |  | N |  | N |  | N |  | N | Prior to FY1415=NOT required | 1
R0490 | 07-08 | 2008-06-01 | 2011-06-01 18:00 |  | Research | Research |  |  | Biospec console | Biospec console and ancillary equipment | Stopford Building G727, MR Lab, | Stopford Building | Stuart Pickering | John Mc Carthey |  |  |  | 0 | EPS | CEAS | 282854 | [6 empty] | yes | 2015-07-01 | GARY BURNS | as per Jun'15 verification exercise for FY14-15 YrEnd | R103749 | R103749 | 9011 | R103749 | 6520 | 9013 | 01 | 34288 | 34288 | 0 | 0 | 0 | 34288 | [12 empty] | 34288 | 34288 |  | 0 | [23 empty] | 34288 | 36 | 3 | Equipment acquired for specific research projects |  | N |  | N |  | N |  | N |  | Y |  | 10
R0491 | 07-08 | 2008-07-01 | 2009-05-01 09:00 |  | Research | Research | Hitachi & Quorum Technologies | S-3400N & Emitech K575X | Scanning Electron Microscope system | Scanning Electron Microscope system (SEM) inc. SE and 3D-BSD detector | Photon Science Institute - ATB/2.308 |  | Stuart Pickering | David Whitehead | 1 Good | 2 Good | 2 General purpose research | 0.1 | EPS | MACE | 260323 |  | 3E1 | 3. Materials Characterisation | E. Electron/Ion Microscopy | 1. Scanning | [5 empty] | R101762 | R101762 | 9011 | R101762 | 6520 | 9013 | 03 | 25859.31 | 25859.31 | 0 | 0 | 0 | 25859.31 | [12 empty] | 25859.31 | 25859.31 |  | 0 | [23 empty] | 25859.31 | 10 | 1 | Does not match Policy. Check | UEL end dates coincide with the research grant end date, and this may not match the policy | N |  | N |  | N |  | N |  | N | Prior to FY1415=NOT required | 2
R0491 | 07-08 | 2008-06-01 | 2008-09-01 16:18 |  | Research | Research | Hitachi & Quorum Technologies | S-3400N & Emitech K575X | Scanning Electron Microscope system | Scanning Electron Microscope system (SEM) inc. SE and 3D-BSD detector | Photon Science Institute - ATB/2.308 |  | Stuart Pickering | David Whitehead | 1 Good | 2 Good | 2 General purpose research | 0.1 | EPS | MACE | 260323 |  | 3E1 | 3. Materials Characterisation | E. Electron/Ion Microscopy | 1. Scanning |  |  |  | Data confirmed as part of data cleanse exercise (March 2015). Asset not physically verified. |  | R013176 | R013176 | 9011 | R013176 | 6520 | 9013 | 03 | 30540.69 | 30540.69 | 0 | 0 | 0 | 30540.69 | [12 empty] | 30540.69 | 30540.69 |  | 0 | [23 empty] | 30540.69 | 3 | 0 | Does not match Policy. Check | UEL end dates coincide with the research grant end date, and this may not match the policy | N |  | N |  | N |  | N |  | N | Prior to FY1415=NOT required | 2
R0492 | 07-08 | 2008-06-01 | 2011-06-01 18:00 |  | Research | Research | Zeiss | Axio Observer Z1 | Microscope | Carl ZeissAxio Observer Z1 Light Microscope | L.5.CT.472, 5th floor, St Mary's | St Mary's Hospital | John Aplin | John Aplin | 2 Adequate | 2 Good | 2 General purpose research | 0 | MHS | Biomedicine |  |  | 3d7 | 3. Materials Characterisation | D. Optical Microscopy | 7. Fluorescence | [5 empty] | R101065 | R101065 | 9011 | R101065 | 6520 | 9013 | 01 | 65332.78 | 65332.78 | 0 | 0 | 0 | 65332.78 | [12 empty] | 65332.78 | 65332.78 |  | 0 | [23 empty] | 65332.78 | 36 | 3 | Equipment acquired for specific research projects |  | N |  | N |  | N |  | N |  | N | Prior to FY1415=NOT required | 2
R0493 | 07-08 | 2008-10-01 | 2018-10-01 12:00 |  | Part Funded | HEFCE | FEI | Polara 300kV | FEI Polara 300kV FEG transmission electron microscope with postcolumn energy filter | FEI Polara 300kV FEG transmission electron microscope with postcolumn energy filter | Michael Smith Building | Michael Smith Building | Toby Starborg | Toby Starborg | 1 Good | 1 State of art | 2 General purpose research | 0.7 | FLS | Life Sciences | 246419 | Electron Microscopy Facility | 3e3 | 3. Materials Characterisation | E. Electron/Ion Microscopy | 3. Transmission |  | yes | 2015-05-26 | Sasha Windelinckx | verified during the interim yr-end FY1415 | AA08485 | AA08485 | 9011 | AA00158 | 6521 | 9013 | 10 | 718073 | 562490.5167 | 155582.4833 | 0 | 5983.9417 | 718073 | [12 empty] | 718073 | 556506.575 |  | 5983.9417 | [23 empty] | 562490.5167 | 120 | 10 | Boilers, building plant and scientific equipment |  | N |  | N |  | N |  | N |  | Y |  | 0 | CODE - AA08485 WAS CLOSED. Amended BS activity as per Aug'15 monthly depn adj; i.e. same as the P&L. 08.09.15
R0493 | 07-08 | 2008-10-01 | 2010-05-31 |  | Research | Research | FEI | Polara 300kV | FEI Polara 300kV FEG transmission electron microscope with postcolumn energy filter | FEI Polara 300kV FEG transmission electron microscope with postcolumn energy filter | Michael Smith Building | Michael Smith Building | Toby Starborg | Toby Starborg | 1 Good | 1 State of art | 2 General purpose research | 0.7 | FLS | Life Sciences | 246419 | Electron Microscopy Facility | 3e3 | 3. Materials Characterisation | E. Electron/Ion Microscopy | 3. Transmission |  | yes | 2015-05-26 | Sasha Windelinckx | verified during the interim yr-end FY1415 | R102920 | R102920 | 9011 | R102920 | 6520 | 9013 | 31 | 781927 | 781927 | 0 | 0 | 0 | 781927 | [12 empty] | 781927 | 781927 |  | 0 | [23 empty] | 781927 | 20 | 2 | Does not match Policy. Check | UEL end dates coincide with the research grant end date, and this may not match the policy | N |  | N |  | N |  | N |  | Y |  | 0 | 27.01.16: Consolidated multiple lines due to FAR cleanse exercise
R0495 | 07-08 | 2009-02-01 | 2012-02-01 18:00 |  | Research | Research | Delta Vision | Core | Core High Resolution Imaging System | DeltaVision Core High Resolution Imaging System | MIB Building | MIB Building | Dave Ellis | Douglas Kell | 1 Good | 2 Good | 2 General purpose research | 0.1 | EPS | Chemistry | 391002 | [8 empty] | Data confirmed as part of data cleanse exercise (March 2015). Asset not physically verified. |  | R012755 | R012755 | 9011 | R012755 | 6520 | 9013 | 01 | 200000 | 200000 | 0 | 0 | 0 | 200000 | [12 empty] | 200000 | 200000 |  | 0 | [23 empty] | 200000 | 36 | 3 | Equipment acquired for specific research projects |  | N |  | N |  | N |  | N |  | N | Prior to FY1415=NOT required | 5
R0496 | 07-08 | 2009-02-01 | 2012-02-01 18:00 |  | Research | Research |  |  | Biospec console and ancillary equipment | Biospec console and ancillary equipment | Stopford Building G727, MR Lab, | Stopford Building | Stuart Pickering | Stuart Pickering | 1 Good | 1 State of art | 2 General purpose research | 0 | MHS | Cancer & Enabling Sciences | 380923 | [8 empty] | Data confirmed as part of data cleanse exercise (March 2015). Asset not physically verified. |  | R105118 | R105118 | 9011 | R105118 | 6520 | 9013 | 01 | 227000 | 227000 | 0 | 0 | 0 | 227000 | [12 empty] | 227000 | 227000 |  | 0 | [23 empty] | 227000 | 36 | 3 | Equipment acquired for specific research projects |  | N |  | N |  | N |  | N |  | N | Prior to FY1415=NOT required | 7 | 27.01.16: Consolidated multiple lines due to FAR cleanse exercise
R0497 | 07-08 | 2009-03-01 | 2012-03-01 18:00 |  | Research | Research | Nikon | XT H 225 | Multiscale X-Ray | 320kV bay with equipment and XTH 225 CT system | Materials Science Building A36 | Materials Science Building | Chris Martin | Chris Martin | 1 Good | 2 Good | 3 Research and Teaching | 0.1 | EPS | Materials | 357056 | Henry Moseley | 3C2 | 3. Materials Characterisation | C. Imaging | 2. X-ray |  | yes | 2015-07-01 | PAUL JORDAN/JOHN GOODIER | as per Jun'15 verification exercise for FY14-15 YrEnd | R104498 | R104498 | 9011 | R104498 | 6520 | 9013 | 01 | 279378.13 | 279378.13 | 0 | 0 | 0 | 279378.13 | [12 empty] | 279378.13 | 279378.13 |  | 0 | [23 empty] | 279378.13 | 36 | 3 | Equipment acquired for specific research projects |  | N |  | N |  | N |  | N |  | Y |  | 0 | 27.01.16: Consolidated multiple lines due to FAR cleanse exercise
R0497 | 07-08 | 2009-03-01 | 2012-03-01 18:00 |  | Research | Research | Nikon | XT H 225 | Multiscale X-Ray | 320kV bay with equipment and XTH 225 CT system | Materials Science Building A36 | Materials Science Building | Chris Martin | Chris Martin | 1 Good | 2 Good | 3 Research and Teaching | 0.1 | EPS | Materials | 357056 | Henry Moseley | 3C2 | 3. Materials Characterisation | C. Imaging | 2. X-ray |  | yes | 2015-07-01 | PAUL JORDAN/JOHN GOODIER | as per Jun'15 verification exercise for FY14-15 YrEnd | R012264 | R012264 | 9011 | R012264 | 6520 | 9013 | 03 | 168230.63 | 168230.63 | 0 | 0 | 0 | 168230.63 | [12 empty] | 168230.63 | 168230.63 |  | 0 | [23 empty] | 168230.63 | 36 | 3 | Equipment acquired for specific research projects |  | N |  | N |  | N |  | N |  | Y |  | 0
R0497 | 08-09 | 2009-03-01 | 2012-03-01 18:00 |  | Part Funded | University Funded | Nikon | XT H 225 | Multiscale X-Ray | 320kV bay with equipment and XTH 225 CT system | Materials Science Building A36 | Materials Science Building | Chris Martin | Chris Martin | 1 Good | 2 Good | 3 Research and Teaching | 0.1 | EPS | Materials | 357056 | Henry Moseley | 3C2 | 3. Materials Characterisation | C. Imaging | 2. X-ray |  | yes | 2015-07-01 | PAUL JORDAN/JOHN GOODIER | as per Jun'15 verification exercise for FY14-15 YrEnd | AA09103 | AA09103 | 9011 | AA01910 | 6522 | 9013 | 00 | 354041.59 | 354041.59 | 0 | 0 | 0 | 354041.59 | [12 empty] | 354041.59 | 354041.59 |  | 0 | [23 empty] | 354041.59 | 36 | 3 | Equipment acquired for specific research projects |  | N |  | N |  | N |  | N |  | Y |  | 0 | 27.01.16: Consolidated multiple lines due to FAR cleanse exercise
R0498 | 07-08 | 2008-04-01 | 2011-04-01 18:00 |  | Research | Research | Agilent |  | Spectometry | Agilent Technologies mass spectrometers, Q-Tof + GCMs | Michael Smith Building B2071 | Michael Smith Building | David Knight | David Knight | 1 Good | 2 Good | 2 General purpose research | 0.6 | FLS | Life Sciences | 325828 |  | 3b3 | 3. Materials Characterisation | B. Spectrometry | 3. Mass Spectrometry |  | yes | 2015-05-26 | Sasha Windelinckx | verified during the interim yr-end FY1415 | R101963 | R101963 | 9011 | R101963 | 6520 | 9013 | 01 | 141919.24 | 141919.24 | 0 | 0 | 0 | 141919.24 | [12 empty] | 141919.24 | 141919.24 |  | 0 | [23 empty] | 141919.24 | 36 | 3 | Equipment acquired for specific research projects |  | N |  | N |  | N |  | N |  | Y |  | 2
R0499 | 07-08 | 2008-05-01 | 2011-05-01 18:00 |  | Research | Research | Aerodyne |  | Spectrometer | W-ToF Mass Spectrometer High resolution | Simon Building | Simon Building | Stuart Pickering | Hugh Coe | 1 Good | 2 Good | 1 Dedicated to particular experiment | 0 | EPS | SEAES | 204671 |  | 3B3 | 3. Materials Characterisation | B. Spectrometry | 3. Mass Spectrometry |  | yes | 2016-07-01 | Confirmed by Vikki Fellows with signed verification form | as per FY1516 YrEnd Verification & Impairments Exercise in Jul'16 | R101703 | R101703 | 9011 | R101703 | 6520 | 9013 | 03 | 220358.3 | 220358.3 | 0 | 0 | 0 | 220358.3 | [12 empty] | 220358.3 | 220358.3 |  | 0 | [23 empty] | 220358.3 | 36 | 3 | Equipment acquired for specific research projects |  | N |  | N |  | N |  | N |  | Y | Prior to FY1415=NOT required | 2
R0499 | 07-08 | 2008-05-01 | 2011-05-01 18:00 |  | Research | Research | Aerodyne |  | Spectrometer | W-ToF Mass Spectrometer High resolution | Simon Building | Simon Building | Stuart Pickering | Hugh Coe | 1 Good | 2 Good | 1 Dedicated to particular experiment | 0 | EPS | SEAES | 204671 |  | 3B3 | 3. Materials Characterisation | B. Spectrometry | 3. Mass Spectrometry |  | yes | 2016-07-01 | Confirmed by Vikki Fellows with signed verification form | as per FY1516 YrEnd Verification & Impairments Exercise in Jul'16 | R100710 | R100710 | 9011 | R100710 | 6520 | 9013 | 01 | 32676.45 | 32676.45 | 0 | 0 | 0 | 32676.45 | [12 empty] | 32676.45 | 32676.45 |  | 0 | [23 empty] | 32676.45 | 36 | 3 | Equipment acquired for specific research projects |  | N |  | N |  | N |  | N |  | Y | Prior to FY1415=NOT required | 2
R0500 | 07-08 | 2009-10-01 | 2012-10-01 18:00 |  | Research | Research |  |  | TOF-SIMS Instrument | TOF-SIMS Instrument | MIB Building | MIB Building | Stuart Pickering | John Vickerman |  |  |  | 0 | EPS | CEAS | 137720 | [5 empty] | n | yes | 2015-07-01 | GARY BURNS | as per Jun'15 verification exercise for FY14-15 YrEnd | R012652 | R012652 | 9011 | R012652 | 6520 | 9013 | 01 | 536690.01 | 536690.01 | 0 | 0 | 0 | 536690.01 | [12 empty] | 536690.01 | 536690.01 |  | 0 | [23 empty] | 536690.01 | 36 | 3 | Equipment acquired for specific research projects |  | N |  | N |  | N |  | N |  | Y |  | 10 | 27.01.16: Consolidated multiple lines due to FAR cleanse exercise
R0501 | 07-08 | 2009-03-01 | 2012-03-01 18:00 |  | Research | Research | Dynamic Systems Inc. | Gleeble 3500 | Gleeble 3500 | Gleeble 3500 | Materials Science Building A1 | Materials Science Building | Stuart Pickering | Stuart Morse | 1 Good | 2 Good | 3 Research and Teaching | 0.1 | EPS | Materials | 372208 | [6 empty] | yes | 2015-07-01 | PAUL JORDAN/JOHN GOODIER | as per Jun'15 verification exercise for FY14-15 YrEnd | R105733 | R105733 | 9011 | R105733 | 6520 | 9013 | 03 | 388896.66 | 388896.66 | 0 | 0 | 0 | 388896.66 | [12 empty] | 388896.66 | 388896.66 |  | 0 | [23 empty] | 388896.66 | 36 | 3 | Equipment acquired for specific research projects |  | N |  | N |  | N |  | N |  | Y |  | 5 | 27.01.16: Consolidated multiple lines due to FAR cleanse exercise
R0502 | 07-08 | 2008-05-01 | 2011-05-01 18:00 |  | Research | Research | Jasco | J-815 | spectrophotometer | J-815 CD spectrophotometer 6775-J003A | Chemistry Building 3RD FLOOR | Chemistry Building | Jonathan Claydon | Jonathon Claydon | 1 Good | 2 Good | 2 General purpose research | 0.1 | EPS | Chemistry | 219797 |  | 3a2 | 3. Materials Characterisation | A. Spectroscopy | 2. Infra-Red |  |  |  | Data confirmed as part of data cleanse exercise (March 2015). Asset not physically verified. |  | R100761 | R100761 | 9011 | R100761 | 6520 | 9013 | 01 | 49000 | 49000 | 0 | 0 | 0 | 49000 | [12 empty] | 49000 | 49000 |  | 0 | [23 empty] | 49000 | 36 | 3 | Equipment acquired for specific research projects |  | N |  | N |  | N |  | N |  | N | Prior to FY1415=NOT required | 1
R0503 | 07-08 | 2008-08-01 | 2011-08-01 18:00 |  | Research | Research | Instron | 8802 | servo-hydraulic test system | Instron 8802 servo-hydraulic (300kN static, 250kN dynamic) test system | Paper Science Building North West Composites Centre | Paper Science Building | Stuart Pickering | Simon Barns | 1 Good | 1 State of art | 2 General purpose research | 0 | EPS | Materials | 324024 | [8 empty] | Data confirmed as part of data cleanse exercise (March 2015). Asset not physically verified. |  | R012347 | R012347 | 9011 | R012347 | 6520 | 9013 | 03 | 129250 | 129250 | 0 | 0 | 0 | 129250 | [12 empty] | 129250 | 129250 |  | 0 | [23 empty] | 129250 | 36 | 3 | Equipment acquired for specific research projects |  | N |  | N |  | N |  | N |  | N | Prior to FY1415=NOT required | 5 | 27.01.16: Consolidated multiple lines due to FAR cleanse exercise
R0505 | 07-08 | 2008-10-01 | 2011-10-01 18:00 |  | Research | Research | Photometrics | Quantumem 512SC | Photometrics Quantumem | Photometrics Quantumem 512SC | Paterson Institute | Paterson Building | Steven Bagley | Steven Bagley | 1 Good | 2 Good | 2 General purpose research | 0.3 | MHS | Paterson Institute | 295708 |  | 3d7 | 3. Materials Characterisation | D. Optical Microscopy | 7. Fluorescence |  |  |  | Data confirmed as part of data cleanse exercise (March 2015). Asset not physically verified. |  | R012149 | R012149 | 9011 | R012149 | 6520 | 9013 | 31 | 234415.73 | 234415.73 | 0 | 0 | 0 | 234415.73 | [12 empty] | 234415.73 | 234415.73 |  | 0 | [23 empty] | 234415.73 | 36 | 3 | Equipment acquired for specific research projects |  | N |  | N |  | N |  | N |  | N | Prior to FY1415=NOT required | 1 | 27.01.16: Consolidated multiple lines due to FAR cleanse exercise
R0506 | 07-08 | 2008-06-01 | 2011-06-01 18:00 |  | Research | Research | Beckman | GenomeLab | Genomelab Genetic Analysis System | Genomelab Genetic Analysis System | Paterson Institute | Paterson Building | Stuart Pepper | StuartPepper | 3 Poor - Inoperable | 4 No longer adequate | 4 Not used in past year | 0 | MHS | Paterson Institute | 221448 |  | 4f3 | 4. Sample Measurement/Analysis | F. Proteins/Nucleic Acids | 3. Sequencers |  | In Progress of disposal | Jul'15 |  | as per return of Jun'15 verification exercise, this is in progress of disposal. Disposal form is expected from MHS. | R012149 | R012149 | 9011 | R012149 | 6520 | 9013 | 31 | 34900 | 34900 | 0 | 0 | 0 | 34900 | [12 empty] | 34900 | 34900 |  | 0 | [23 empty] | 34900 | 36 | 3 | Equipment acquired for specific research projects |  | N |  | N |  | N |  | N |  | Y |  | 1
R0507 | 07-08 | 2008-06-01 | 2011-06-01 18:00 |  | Research | Research |  |  | Image Prep System | Image Prep System | MIB Building 2.042 | MIB Building | Dave Ellis | Roy Goodacre | 1 Good | 2 Good | 2 General purpose research | 0.1 | EPS | Chemistry | 351625 | [8 empty] | Data confirmed as part of data cleanse exercise (March 2015). Asset not physically verified. |  | R012770 | R012770 | 9011 | R012770 | 6520 | 9013 | 03 | 35650 | 35650 | 0 | 0 | 0 | 35650 | [12 empty] | 35650 | 35650 |  | 0 | [23 empty] | 35650 | 36 | 3 | Equipment acquired for specific research projects |  | N |  | N |  | N |  | N |  | N | Prior to FY1415=NOT required | 7
R0510 | 07-08 | 2008-11-01 | 2011-11-01 18:00 |  | Research | Research |  |  | Fast real time Syst | 4329001 7900HT Fast real time Syst and 384w block | Room 2.019 AV Hill building | A V Hill Building | Sara Rollinson | Sara Rollinson | 1 Good | 1 State of art | 2 General purpose research | 0.3 | MHS | Community Based Medicine | 392140 |  | 4f2 | 4. Sample Measurement/Analysis | F. Proteins/Nucleic Acids | 2. PCR | [5 empty] | R106122 | R106122 | 9011 | R106122 | 6520 | 9013 | 01 | 30108 | 30108 | 0 | 0 | 0 | 30108 | [12 empty] | 30108 | 30108 |  | 0 | [23 empty] | 30108 | 36 | 3 | Equipment acquired for specific research projects |  | N |  | N |  | N |  | N |  | N | Prior to FY1415=NOT required | 3
R0512 | 07-08 | 2008-07-01 | 2011-07-01 18:00 |  | Research | Research |  |  | Laser | SC400-20-PP Supercontinuum Fibre Laser | School request write off |  | Robert Dryfe |  | 1 Good | 2 Good |  |  | EPS | Chemistry | 352614 | [8 empty] | Data confirmed as part of data cleanse exercise (March 2015). Asset not physically verified. |  | R103670 | R103670 | 9011 | R103670 | 6520 | 9013 | 01 | 33781.25 | 33781.25 | 0 | 0 | 0 | 33781.25 | [12 empty] | 33781.25 | 33781.25 |  | 0 | [23 empty] | 33781.25 | 36 | 3 | Equipment acquired for specific research projects |  | N |  | N |  | N |  | N |  | N | Prior to FY1415=NOT required | 11
R0513 | 07-08 | 2008-07-01 | 2011-02-01 10:56 |  | Research | Research | Cussons | P6390 turbine dynamometer | turbine dynamometer | P6390 turbine dynamometer basic dynamometer and option 3. | Pariser Building | Pariser Building | Peter Crossley | Tim Stallard |  |  |  | 0 | EPS | MACE | 307693 | [10 empty] | R013181 | R013181 | 9011 | R013181 | 6520 | 9013 | 03 | 30694.96 | 30694.96 | 0 | 0 | 0 | 30694.96 | [12 empty] | 30694.96 | 30694.96 |  | 0 | [23 empty] | 30694.96 | 31 | 3 | Equipment acquired for specific research projects |  | N |  | N |  | N |  | N |  | N | Prior to FY1415=NOT required | 8
R0514 | 07-08 | 2008-07-01 | 2011-02-01 10:56 |  | Research | Research | Cussons | P3130 wind turbine | wind turbine demonstration unit | P3130 wind turbine demonstration unit (1 off dynamometer with twin channel) | George Begg Building | George Begg Building | Peter Crossley | Tim Stallard |  |  |  | 0 | EPS | MACE | 307711 | [10 empty] | R013181 | R013181 | 9011 | R013181 | 6520 | 9013 | 03 | 27569.03 | 27569.03 | 0 | 0 | 0 | 27569.03 | [12 empty] | 27569.03 | 27569.03 |  | 0 | [23 empty] | 27569.03 | 31 | 3 | Equipment acquired for specific research projects |  | N |  | N |  | N |  | N |  | N | Prior to FY1415=NOT required | 8
R0516 | 07-08 | 2008-04-01 | 2011-04-01 18:00 |  | Research | Research | TgK Scientific |  | TgK Scientific Stopped flow accessory | Stop flow system for Bruker Vertex 80 infrared fourier spectrophotometer | MIB Building - Rm 3.055 | MIB Building | Derren Heyes | Derren Heyes | 1 Good | 1 State of art | 2 General purpose research | 0.5 | FLS | Life Sciences | 293747 |  | 3a2 | 3. Materials Characterisation | A. Spectroscopy | 2. Infra-Red |  | yes | Jul'15 | Sophie Chetham | confirmed by email on 21.07.15 | R104553 | R104553 | 9011 | R104553 | 6520 | 9013 | 01 | 26000 | 26000 | 0 | 0 | 0 | 26000 | [12 empty] | 26000 | 26000 |  | 0 | [23 empty] | 26000 | 36 | 3 | Equipment acquired for specific research projects |  | N |  | N |  | N |  | N |  | Y |  | 2
R0517 | 07-08 | 2008-09-01 | 2011-09-01 18:00 |  | Research | Research | CSM Instruments |  | Micro Hardness Tester | CSM instruments Micro Hardness Tester. Quote dated 15/2/08. | Materials Science Building E19 | Materials Science Building | Ken Gyves | Ken Gyves |  |  |  | 0 | EPS | Materials | 399424 |  | 3K4 | 3. Materials Characterisation | K. Mechanical Properties | 4. Hardness |  | yes | 2015-07-01 | PAUL JORDAN/JOHN GOODIER | as per Jun'15 verification exercise for FY14-15 YrEnd | R105733 | R105733 | 9011 | R105733 | 6520 | 9013 | 03 | 64804.18 | 64804.18 | 0 | 0 | 0 | 64804.18 | [12 empty] | 64804.18 | 64804.18 |  | 0 | [23 empty] | 64804.18 | 36 | 3 | Equipment acquired for specific research projects |  | N |  | N |  | N |  | N |  | Y |  | 5 | 27.01.16: Consolidated multiple lines due to FAR cleanse exercise
R0518 | 07-08 | 2009-02-01 | 2012-02-01 18:00 |  | Research | Research | Microcal | iTC200 | MicroCal iTC200 | MicroCal iTC200 as per your quotation EUGB19061295A | MIB Building | MIB Building | Dave Ellis | Douglas Kell | 1 Good | 2 Good | 2 General purpose research | 0.1 | EPS | Chemistry | 396291 |  | 3m3 | 3. Materials Characterisation | M. Physical Properties | 3. Thermal |  |  |  | Data confirmed as part of data cleanse exercise (March 2015). Asset not physically verified. |  | R012755 | R012755 | 9011 | R012755 | 6520 | 9013 | 01 | 71420 | 71420 | 0 | 0 | 0 | 71420 | [12 empty] | 71420 | 71420 |  | 0 | [23 empty] | 71420 | 36 | 3 | Equipment acquired for specific research projects |  | N |  | N |  | N |  | N |  | N | Prior to FY1415=NOT required | 1
R0519 | 07-08 | 2008-08-01 | 2011-08-01 18:00 |  | Research | Research |  |  | microscope | Micro-PIV system & inverted microscope | George Begg Building | George Begg Building | [5 empty] | 0 | EPS | MACE | 148102 | [8 empty] | Data confirmed as part of data cleanse exercise (March 2015). Asset not physically verified. |  | R011170 | R011170 | 9011 | R011170 | 6520 | 9013 | 01 | 72732.5 | 72732.5 | 0 | 0 | 0 | 72732.5 | [12 empty] | 72732.5 | 72732.5 |  | 0 | [23 empty] | 72732.5 | 36 | 3 | Equipment acquired for specific research projects |  | N |  | N |  | N |  | N |  | N | Prior to FY1415=NOT required | 12
R0521 | 07-08 | 2008-08-01 | 2011-08-01 |  | Research | Research | Genomic Solutions | Investigator ProGest | Progest Investigator | Progest Investigator | Paterson Institute | Paterson Building | Duncan Smith | Duncan Smith | 1 Good | 2 Good | 2 General purpose research | 0.1 | MHS | Paterson Institute |  |  | 2c1 | 2. Process Equipment – Biological | C. Tissue Processing | 1. Tissue Processor | [5 empty] | R012149 | R012149 | 9011 | R012149 | 6520 | 9013 | 31 | 25140 | 25140 | 0 | 0 | 0 | 25140 | [12 empty] | 25140 | 25140 |  | 0 | [23 empty] | 25140 | 36 | 3 | Equipment acquired for specific research projects |  | N |  | N |  | N |  | N |  | N | Prior to FY1415=NOT required | 2 | 27.01.16: Consolidated multiple lines due to FAR cleanse exercise
R0523 | 08-09 | 2009-03-01 | 2019-03-01 12:00 |  | Part Funded | HEFCE | Philips Medical Systems | 1.5T Scanner | 1.5T MRI scanner | Achieva 1.5T Scanner | WMIC | Wolfson Molecular Imaging Centre | Barry Whitnall | Alan Jackson | 1 Good | 1 State of art | 1 Dedicated to particular experiment | 0 | MHS | Cancer & Enabling Sciences | 357323 | MRIF | 3c1 | 3. Materials Characterisation | C. Imaging | 1. Magnetic Resonance |  |  |  | Data confirmed as part of data cleanse exercise (March 2015). Asset not physically verified. |  | WA00671 | WA00671 | 9011 | WA00671 | 6521 | 9013 | 10 | 734075.13 | 544439.0548 | 189636.0752 | 0 | 6117.2928 | 734075.13 | [12 empty] | 734075.13 | 538321.762 |  | 6117.2928 | [23 empty] | 544439.0548 | 120 | 10 | Boilers, building plant and scientific equipment |  | N |  | N |  | N |  | N |  | N | Prior to FY1415=NOT required | 0 | 27.01.16: Consolidated multiple lines due to FAR cleanse exercise
R0523 | 08-09 | 2009-03-01 | 2012-03-01 18:00 |  | Research | Research | Philips Medical Systems | 1.5T Scanner | 1.5T MRI scanner | Achieva 1.5T Scanner | WMIC | Wolfson Molecular Imaging Centre | Barry Whitnall | Alan Jackson | 1 Good | 1 State of art | 1 Dedicated to particular experiment | 0 | MHS | Cancer & Enabling Sciences | 357323 | MRIF http://www.mhs.manchester.ac.uk/imagingfacilities/research/imagingresearch2/ | 3c1 | 3. Materials Characterisation | C. Imaging | 1. Magnetic Resonance |  |  |  | Data confirmed as part of data cleanse exercise (March 2015). Asset not physically verified. |  | R104593 | R104593 | 9011 | R104593 | 6520 | 9013 | 04 | 394523.64 | 394523.64 | 0 | 0 | 0 | 394523.64 | [12 empty] | 394523.64 | 394523.64 |  | 0 | [23 empty] | 394523.64 | 36 | 3 | Equipment acquired for specific research projects |  | N |  | N |  | N |  | N |  | N | Prior to FY1415=NOT required | 0 | 27.01.16: Consolidated multiple lines due to FAR cleanse exercise
R0523 | 08-09 | 2009-03-01 | 2012-03-01 18:00 |  | Part Funded | University Funded | Philips Medical Systems | 1.5T Scanner | 1.5T MRI scanner | Achieva 1.5T Scanner | WMIC | Wolfson Molecular Imaging Centre | Barry Whitnall | Alan Jackson | 1 Good | 1 State of art | 1 Dedicated to particular experiment | 0 | MHS | Cancer & Enabling Sciences | 357323 | MRIF | 3c1 | 3. Materials Characterisation | C. Imaging | 1. Magnetic Resonance |  |  |  | Data confirmed as part of data cleanse exercise (March 2015). Asset not physically verified. |  | AA03908 | AA03908 | 9011 | AA03908 | 6522 | 9013 | 00 | 2576.36 | 2576.36 | 0 | 0 | 0 | 2576.36 | [12 empty] | 2576.36 | 2576.36 |  | 0 | [23 empty] | 2576.36 | 36 | 3 | Equipment acquired for specific research projects |  | N |  | N |  | N |  | N |  | N | Prior to FY1415=NOT required | 0 | 27.01.16: Consolidated multiple lines due to FAR cleanse exercise
R0525 | 08-09 | 2009-08-01 | 2012-08-01 18:00 |  | Research | Research |  |  | Rf Shielded container | RF SHIELDED CONTAINER WITH RF SHIELDED DOOR & CABLE PENETRATION PANEL | JBO Bunker | Jodrell Bank | Roshene McCool | [5 empty] | EPS | Physics | 387751 | [10 empty] | R100441 | R100441 | 9011 | R100441 | 6520 | 9013 | 01 | 69322.5 | 69322.5 | 0 | 0 | 0 | 69322.5 | [12 empty] | 69322.5 | 69322.5 |  | 0 | [23 empty] | 69322.5 | 36 | 3 | Equipment acquired for specific research projects |  | N |  | N |  | N |  | N |  | N | Prior to FY1415=NOT required | 12
R0526 | 08-09 | 2008-09-01 | 2011-09-01 18:00 |  | Research | Research | Leica | DM 5500B | Microscope | DM 5500B Flourescent Microscope - Leica | Michael Smith Building | Michael Smith Building | Richard Reece | Richard Reece | 1 Good | 1 State of art | 2 General purpose research | 0 | FLS | Life Sciences | 400492 |  | 3d7 | 3. Materials Characterisation | D. Optical Microscopy | 7. Fluorescence | [5 empty] | R012031 | R012031 | 9011 | R012031 | 6520 | 9013 | 31 | 33095.88 | 33095.88 | 0 | 0 | 0 | 33095.88 | [12 empty] | 33095.88 | 33095.88 |  | 0 | [23 empty] | 33095.88 | 36 | 3 | Equipment acquired for specific research projects |  | N |  | N |  | N |  | N |  | N | Prior to FY1415=NOT required | 1
R0527 | 08-09 | 2009-01-01 | 2012-01-01 18:00 |  | Research | Research | Defect Detection Technologies | NanoXCT | NanoXCT | NanoXCT with 150nm optics (basic system) (including Collaborative discount) | Materials Science Building A36 | Materials Science Building | Chris Martin | Chris Martin | 1 Good | 2 Good | 3 Research and Teaching | 0.2 | EPS | Materials | 433232 | Henry Moseley | 3C2 | 3. Materials Characterisation | C. Imaging | 2. X-ray |  | yes | 2015-07-01 | PAUL JORDAN/JOHN GOODIER | as per Jun'15 verification exercise for FY14-15 YrEnd | R104498 | R104498 | 9011 | R104498 | 6520 | 9013 | 01 | 984031.64 | 984031.64 | 0 | 0 | 0 | 984031.64 | [12 empty] | 984031.64 | 984031.64 |  | 0 | [23 empty] | 984031.64 | 36 | 3 | Equipment acquired for specific research projects |  | N |  | N |  | N |  | N |  | Y |  | 0 | 27.01.16: Consolidated multiple lines due to FAR cleanse exercise
R0528 | 08-09 | 2009-11-01 | 2012-11-01 18:00 |  | Research | Research | LaVision | StrainMaster 2D | Imaging System Type StrainMaster 2D | Imaging System Type StrainMaster 2D | [7 empty] | 0 | EPS | Materials | 420246 | [10 empty] | R105733 | R105733 | 9011 | R105733 | 6520 | 9013 | 03 | 37188.75 | 37188.75 | 0 | 0 | 0 | 37188.75 | [12 empty] | 37188.75 | 37188.75 |  | 0 | [23 empty] | 37188.75 | 36 | 3 | Equipment acquired for specific research projects |  | N |  | N |  | N |  | N |  | N | Prior to FY1415=NOT required | 12
R0529 | 08-09 | 2009-10-01 | 2012-10-01 18:00 |  | Research | Research | Xradia | MicroXCT-150L | MicroXCT-150L | MicroXCT-150L (Research version) without enclosure | Materials Science Building A36 | Materials Science Building | Chris Martin | Chris Martin | 1 Good | 2 Good | 3 Research and Teaching | 0.1 | EPS | Materials | 433626 | Henry Moseley | 3C2 | 3. Materials Characterisation | C. Imaging | 2. X-ray |  | yes | 2015-07-01 | PAUL JORDAN/JOHN GOODIER | as per Jun'15 verification exercise for FY14-15 YrEnd | R104498 | R104498 | 9011 | R104498 | 6520 | 9013 | 01 | 80250 | 80250 | 0 | 0 | 0 | 80250 | [12 empty] | 80250 | 80250 |  | 0 | [23 empty] | 80250 | 36 | 3 | Equipment acquired for specific research projects |  | N |  | N |  | N |  | N |  | Y |  | 0
R0530 | 08-09 | 2008-10-01 | 2011-10-01 18:00 |  | Research | Research | Parrallabs |  | Xyclone Laser | Xyclone Laser | Paterson Institute BRU | Paterson Building | Gail Bruder | Gail Bruder | 1 Good | 1 State of art | 2 General purpose research | 0 | MHS | Paterson Institute | 387347 |  | 4d4 | 4. Sample Measurement/Analysis | D. Laser | 4. >Micro Pulsed | [5 empty] | R012149 | R012149 | 9011 | R012149 | 6520 | 9013 | 31 | 26973.24 | 26973.24 | 0 | 0 | 0 | 26973.24 | [12 empty] | 26973.24 | 26973.24 |  | 0 | [23 empty] | 26973.24 | 36 | 3 | Equipment acquired for specific research projects |  | N |  | N |  | N |  | N |  | N | Prior to FY1415=NOT required | 2
R0531 | 08-09 | 2009-02-01 | 2012-02-01 18:00 |  | Research | Research |  |  | Radiation Sheilded Enclosure | Radiation Sheilded Enclosure | Materials Science Building A36 | Materials Science Building | Chris Martin | Chris Martin | 1 Good | 2 Good | 3 Research and Teaching | 0.1 | EPS | Materials | 435500 | Henry Moseley | [5 empty] | yes | 2015-07-01 | PAUL JORDAN/JOHN GOODIER | as per Jun'15 verification exercise for FY14-15 YrEnd | R104498 | R104498 | 9011 | R104498 | 6520 | 9013 | 01 | 38025 | 38025 | 0 | 0 | 0 | 38025 | [12 empty] | 38025 | 38025 |  | 0 | [23 empty] | 38025 | 36 | 3 | Equipment acquired for specific research projects |  | N |  | N |  | N |  | N |  | Y |  | 6
R0534a | 08-09 | 2008-11-01 | 2011-11-01 18:00 |  | Research | Research |  | LSM 510 | Confocal Microscope | Confocal Microscope | Materials Science Building A36 | Materials Science Building | Loiuse Carney | Julie Gough | 1 Good | 2 Good | 3 Research and Teaching | 0.1 | EPS | Materials | 381622 |  | 3D1 | 3. Materials Characterisation | D. Optical Microscopy | 1. Confocal |  | yes | 2015-07-01 | PAUL JORDAN/JOHN GOODIER | as per Jun'15 verification exercise for FY14-15 YrEnd | R105584 | R105584 | 9011 | R105584 | 6520 | 9013 | 01 | 218792.07 | 218792.07 | 0 | 0 | 0 | 218792.07 | [12 empty] | 218792.07 | 218792.07 |  | 0 | [23 empty] | 218792.07 | 36 | 3 | Equipment acquired for specific research projects |  | N |  | N |  | N |  | N |  | Y |  | 2
R0534b | 08-09 | 2008-11-01 | 2011-11-01 18:00 |  | Research | Research |  |  | Confocal Microscope | Confocal Microscope | Michael Smith Building D4510 | Michael Smith Building | Joan Sim | Joan Sim | 1 Good | 2 Good | 1 Dedicated to particular experiment | 0 | FLS | Life Sciences | 400388 |  | 3d1 | 3. Materials Characterisation | D. Optical Microscopy | 1. Confocal |  |  |  | Verified as part of data cleanse exercise (March 2015) |  | R105712 | R105712 | 9011 | R105712 | 6520 | 9013 | 31 | 46499 | 46499 | 0 | 0 | 0 | 46499 | [12 empty] | 46499 | 46499 |  | 0 | [23 empty] | 46499 | 36 | 3 | Equipment acquired for specific research projects |  | N |  | N |  | N |  | N |  | N | Prior to FY1415=NOT required | 3
R0537 | 09-10 | 2010-04-01 | 2013-04-01 |  | Research | Research |  |  | Computing Vision Cluster | Clustervision: Templar | Kilburn Building | Kilburn Building | Simon Clough | Simon Clough | 1 Good | 2 Good | 3 Research and Teaching | 0.1 | FLS | Life Sciences | 397126 |  | 6a5 | 6. Infrastructure | A. IT | 5. Data Management | [5 empty] | R110925 | R110925 | 9011 | R110925 | 6520 | 9013 | 31 | 24921.1 | 24921.1 | 0 | 0 | 0 | 24921.1 | [12 empty] | 24921.1 | 24921.1 |  | 0 | [23 empty] | 24921.1 | 36 | 3 | Equipment acquired for specific research projects |  | N |  | N |  | N |  | N |  | N | Prior to FY1415=NOT required | 3 | 27.01.16: Consolidated multiple lines due to FAR cleanse exercise
R0537 | 08-09 | 2008-11-01 | 2011-11-01 18:00 |  | Part Funded | University Funded |  |  | Computing Vision Cluster | Clustervision: Templar | Kilburn Building | Kilburn Building | Simon Clough | Simon Clough | 1 Good | 2 Good | 3 Research and Teaching | 0.1 | FLS | Life Sciences | 397126 |  | 6a5 | 6. Infrastructure | A. IT | 5. Data Management | [5 empty] | WA00693 | WA00693 | 9011 | WA00693 | 6522 | 9013 | 00 | 19938.72 | 19938.72 | 0 | 0 | 0 | 19938.72 | [12 empty] | 19938.72 | 19938.72 |  | 0 | [23 empty] | 19938.72 | 36 | 3 | Equipment acquired for specific research projects |  | N |  | N |  | N |  | N |  | N | Prior to FY1415=NOT required | 3 | 27.01.16: Consolidated multiple lines due to FAR cleanse exercise
R0537 | 08-09 | 2008-11-01 | 2011-11-01 18:00 |  | Research | Research |  |  | Computing Vision Cluster | Clustervision: Templar | Kilburn Building | Kilburn Building | Simon Clough | Simon Clough | 1 Good | 2 Good | 3 Research and Teaching | 0.1 | FLS | Life Sciences | 397126 |  | 6a5 | 6. Infrastructure | A. IT | 5. Data Management | [5 empty] | R101743 | R101743 | 9011 | R101743 | 6520 | 9013 | 01 | 132397 | 132397 | 0 | 0 | 0 | 132397 | [12 empty] | 132397 | 132397 |  | 0 | [23 empty] | 132397 | 36 | 3 | Equipment acquired for specific research projects |  | N |  | N |  | N |  | N |  | N | Prior to FY1415=NOT required | 3 | 27.01.16: Consolidated multiple lines due to FAR cleanse exercise
R0542 | 08-09 | 2009-02-01 | 2012-02-01 18:00 |  | Research | Research | Mettler Toledo | Multimax | Multimax System | Multimax System | MIB Building | MIB Building | Kirk Malon | Nicholas Turner | 1 Good | 2 Good | 1 Dedicated to particular experiment | 0 | EPS | Chemistry | 457192 |  | 1G6 | 1. Process Equipment – Physical | G. Chemical Reactor | 6. Automated Synthesis |  |  |  | Data confirmed as part of data cleanse exercise (March 2015). Asset not physically verified. |  | R105650 | R105650 | 9011 | R105650 | 6520 | 9013 | 04 | 58000 | 58000 | 0 | 0 | 0 | 58000 | [12 empty] | 58000 | 58000 |  | 0 | [23 empty] | 58000 | 36 | 3 | Equipment acquired for specific research projects |  | N |  | N |  | N |  | N |  | N | Prior to FY1415=NOT required | 1
R0544 | 08-09 | 2009-02-01 | 2012-02-01 18:00 |  | Research | Research | Agilent |  | Agilent automated gradient LC | Agilent automated gradient LC GB-E238-0908-1182 | MIB Building | MIB Building | Kirk Malon | Nicholas Turner | 1 Good | 2 Good | 1 Dedicated to particular experiment | 0 | EPS | Chemistry | 430491 |  | 3l5 | 3. Materials Characterisation | L. Chemical Analysis | 5. Chromatography |  |  |  | Data confirmed as part of data cleanse exercise (March 2015). Asset not physically verified. |  | R105650 | R105650 | 9011 | R105650 | 6520 | 9013 | 04 | 58424.5 | 58424.5 | 0 | 0 | 0 | 58424.5 | [12 empty] | 58424.5 | 58424.5 |  | 0 | [23 empty] | 58424.5 | 36 | 3 | Equipment acquired for specific research projects |  | N |  | N |  | N |  | N |  | N | Prior to FY1415=NOT required | 2
R0545 | 08-09 | 2008-12-01 | 2011-12-01 18:00 |  | Research | Research | Leica | Ultracut UC6 | Leica ULTRACUT UC6 Ultramicrotome | Leica ULTRACUT UC6 Ultramicrotome | Michael Smith Building | Michael Smith Building | Teuro Hashimoto | George Thompson | 1 Good | 2 Good | 3 Research and Teaching | 0 | EPS | Materials | 450609 | Electron Opticalhttp://www.materials.manchester.ac.uk/research/facilities/electronmicroscopy/ | 2C3 | 2. Process Equipment – Biological | C. Tissue Processing | 3. Microtome |  | yes | 2015-07-01 | PAUL JORDAN/JOHN GOODIER | as per Jun'15 verification exercise for FY14-15 YrEnd | R013289 | R013289 | 9011 | R013289 | 6520 | 9013 | 01 | 34832.45 | 34832.45 | 0 | 0 | 0 | 34832.45 | [12 empty] | 34832.45 | 34832.45 |  | 0 | [23 empty] | 34832.45 | 36 | 3 | Equipment acquired for specific research projects |  | N |  | N |  | N |  | N |  | Y |  | 0
R0546 | 08-09 | 2009-03-01 | 2012-03-01 18:00 |  | Research | Research | Q-Sense |  | Q-SENSE Electronics Unit | Q-SENSE ELECTRONICS UNIT AND ACCESSORIES | MICHAEL SMITH D.3510 | Michael Smith Building | Thomas Jowitt | Thomas Jowitt | 1 Good | 1 State of art | 2 General purpose research | 0 | FLS | Life Sciences | 460037 |  | 3k6 | 3. Materials Characterisation | K. Mechanical Properties | 6. Vibration |  |  |  | Verified as part of data cleanse exercise (March 2015) |  | R106203 | R106203 | 9011 | R106203 | 6520 | 9013 | 31 | 23814 | 23814 | 0 | 0 | 0 | 23814 | [12 empty] | 23814 | 23814 |  | 0 | [23 empty] | 23814 | 36 | 3 | Equipment acquired for specific research projects |  | N |  | N |  | N |  | N |  | N | Prior to FY1415=NOT required | 2
R0546 | 08-09 | 2009-03-01 | 2012-03-01 18:00 |  | Part Funded | University Funded | Q-Sense |  | Q-SENSE Electronics Unit | Q-SENSE ELECTRONICS UNIT AND ACCESSORIES | MICHAEL SMITH D.3510 | Michael Smith Building | Thomas Jowitt | Thomas Jowitt | 1 Good | 1 State of art | 2 General purpose research | 0 | FLS | Life Sciences | 460037 |  | 3k6 | 3. Materials Characterisation | K. Mechanical Properties | 6. Vibration |  |  |  | Verified as part of data cleanse exercise (March 2015) |  | AA05846 | AA05846 | 9011 | AA00158 | 6522 | 9013 | 00 | 21186 | 21186 | 0 | 0 | 0 | 21186 | [12 empty] | 21186 | 21186 |  | 0 | [23 empty] | 21186 | 36 | 3 | Equipment acquired for specific research projects |  | N |  | N |  | N |  | N |  | N | Prior to FY1415=NOT required | 2
R0547 | 08-09 | 2009-03-01 | 2012-03-01 18:00 |  | Research | Research | Biosensing Instrument | BI-2000 | BI-2000 SPR liquid flow system | BI-2000 SPR LIQUID FLOW CELL SYSTEM + ACCESSORIES | MIB Building 3.055 | MIB Building | Derren Heyes | Derren Heyes | 1 Good | 2 Good | 2 General purpose research | 0.6 | FLS | Life Sciences | 468560 |  | 1d4 | 1. Process Equipment – Physical | D. Controlled Environment | 4. Atmospheric Reactors |  | yes | Jul'15 | Sophie Chetham | confirmed by email on 21.07.15 | R104553 | R104553 | 9011 | R104553 | 6520 | 9013 | 01 | 26650 | 26650 | 0 | 0 | 0 | 26650 | [12 empty] | 26650 | 26650 |  | 0 | [23 empty] | 26650 | 36 | 3 | Equipment acquired for specific research projects |  | N |  | N |  | N |  | N |  | Y |  | 1
R0549 | 08-09 | 2009-04-01 | 2012-04-01 18:00 |  | Research | Research | Thermo | TSQ-V20806 | TSQ Vantage System | Triple Quad TSQ-V20806 TSQ Vantage DMPK Bl (Thermo) | MIB room LG.034 | MIB Building | Kathleen Carroll | Hans Westerhoff |  |  |  | 0 | EPS | CEAS | 468254 | [8 empty] | Verified as part of data cleanse exercise (March 2015) |  | R012755 | R012755 | 9011 | R012755 | 6520 | 9013 | 01 | 248786.57 | 248786.57 | 0 | 0 | 0 | 248786.57 | [12 empty] | 248786.57 | 248786.57 |  | 0 | [23 empty] | 248786.57 | 36 | 3 | Equipment acquired for specific research projects |  | N |  | N |  | N |  | N |  | N | Prior to FY1415=NOT required | 8
R0550 | 08-09 | 2009-01-01 | 2012-01-01 18:00 |  | Research | Research |  |  | 300kv Field emission gun transmission electron microscope dedicated for cryo-electron microscopy. The microscope has a 6 cryo-cartridge loading system and is equip with a 4k x4k Ultrascan camera and a, post-column, 2kx2k Gatan imaging filter. | JPK Cell Adhesion Mechanics System atomic force Z stretcher (it pulls cells apart) | Michael Smith Building B.1064 | Michael Smith Building | Peter March | Peter March | 1 Good | 1 State of art | 1 Dedicated to particular experiment | 0.1 | FLS | Life Sciences | 470205 |  | 3e3 | 3. Materials Characterisation | E. Electron/Ion Microscopy | 3. Transmission |  |  |  | Verified as part of data cleanse exercise (March 2015) |  | R011878 | R011878 | 9011 | R011878 | 6520 | 9013 | 31 | 20000 | 20000 | 0 | 0 | 0 | 20000 | [12 empty] | 20000 | 20000 |  | 0 | [23 empty] | 20000 | 36 | 3 | Equipment acquired for specific research projects |  | N |  | N |  | N |  | N |  | N | Prior to FY1415=NOT required | 3
R0550 | 08-09 | 2009-01-01 | 2012-01-01 18:00 |  | Research | Research |  |  | 300kv Field emission gun transmission electron microscope dedicated for cryo-electron microscopy. The microscope has a 6 cryo-cartridge loading system and is equip with a 4k x4k Ultrascan camera and a, post-column, 2kx2k Gatan imaging filter. | JPK Cell Adhesion Mechanics System atomic force Z stretcher (it pulls cells apart) | Michael Smith Building B.1064 | Michael Smith Building | Peter March | Peter March | 1 Good | 1 State of art | 1 Dedicated to particular experiment | 0.1 | FLS | Life Sciences | 470205 |  | 3e3 | 3. Materials Characterisation | E. Electron/Ion Microscopy | 3. Transmission |  |  |  | Verified as part of data cleanse exercise (March 2015) |  | R010197 | R010197 | 9011 | R010197 | 6520 | 9013 | 42 | 64445 | 64445 | 0 | 0 | 0 | 64445 | [12 empty] | 64445 | 64445 |  | 0 | [23 empty] | 64445 | 36 | 3 | Equipment acquired for specific research projects |  | N |  | N |  | N |  | N |  | N | Prior to FY1415=NOT required | 3
R0551 | 08-09 | 2009-01-01 | 2012-01-01 18:00 |  | Research | Research | Kammrath & Weiss | MZM | Tensile Module | Kammrath & Weiss MZ.M 5kN Tensile Module for use with Camscan MaXim FEGSEM | Materials Science Building E16b | Materials Science Building | Joao Quinta Da Fonseca | Joao Quinta Da Fonseca |  |  |  | 0 | EPS | Materials | 420294 |  | 3E1 | 3. Materials Characterisation | E. Electron/Ion Microscopy | 1. Scanning | [5 empty] | R105733 | R105733 | 9011 | R105733 | 6520 | 9013 | 03 | 65487.45 | 65487.45 | 0 | 0 | 0 | 65487.45 | [12 empty] | 65487.45 | 65487.45 |  | 0 | [23 empty] | 65487.45 | 36 | 3 | Equipment acquired for specific research projects |  | N |  | N |  | N |  | N |  | N | Prior to FY1415=NOT required | 4
R0552 | 08-09 | 2009-01-01 | 2012-01-01 18:00 |  | Research | Research |  |  | Rotating Tape Deposition System | Rotating Tape Deposition System | Materials Science Building | Materials Science Building | Joao Quinta Da Fonseca | Joao Quinta Da Fonseca |  |  |  | 0 | EPS | Materials | 339775 | [6 empty] | yes | 2015-07-01 | PAUL JORDAN/JOHN GOODIER | as per Jun'15 verification exercise for FY14-15 YrEnd | R012347 | R012347 | 9011 | R012347 | 6520 | 9013 | 03 | 62568.85 | 62568.85 | 0 | 0 | 0 | 62568.85 | [12 empty] | 62568.85 | 62568.85 |  | 0 | [23 empty] | 62568.85 | 36 | 3 | Equipment acquired for specific research projects |  | N |  | N |  | N |  | N |  | Y |  | 10
R0553 | 08-09 | 2009-04-01 | 2012-04-01 18:00 |  | Research | Research | BrainAmp | DC 64 | BrainAmp DC 64 | BrainAmp DC 64 | Clinical sciences building Hope Hospital room C212 | Clinical sciences Building | Alex Jones | Alex Jones | 1 Good | 2 Good | 2 General purpose research | 0 | MHS | Community Based Medicine | 473488 | [10 empty] | R107393 | R107393 | 9011 | R107393 | 6520 | 9013 | 31 | 51596.16 | 51596.16 | 0 | 0 | 0 | 51596.16 | [12 empty] | 51596.16 | 51596.16 |  | 0 | [23 empty] | 51596.16 | 36 | 3 | Equipment acquired for specific research projects |  | N |  | N |  | N |  | N |  | N | Prior to FY1415=NOT required | 5
R0554 | 08-09 | 2009-01-01 | 2012-01-01 18:00 |  | Research | Research | LaVision |  | LaVision GmbH | Laser PIV System | George Begg Building A 14 Sound proof cell | George Begg Building | Mark Quinn | Mark Quinn | 3 Poor - Inoperable |  |  | 0 | EPS | MACE | 277607 | [6 empty] | No |  |  | as per updates at Jun'15 verification exercise: this is no longer working - trying to get more information | R103278 | R103278 | 9011 | R103278 | 6520 | 9013 | 01 | 30550 | 30550 | 0 | 0 | 0 | 30550 | [12 empty] | 30550 | 30550 |  | 0 | [23 empty] | 30550 | 36 | 3 | Equipment acquired for specific research projects |  | N |  | N |  | N |  | N |  | Y |  | 8
R0555 | 08-09 | 2009-04-01 | 2012-04-01 18:00 |  | Research | Research | Arrayit | Innoscan 700 | Innoscan 700 Scanner | Innoscan 700 Microarray Scanner | MIB Building | MIB Building | Dave Ellis | Douglas Kell | 1 Good | 2 Good | 2 General purpose research | 0.1 | EPS | Chemistry | 453660 |  | 3a7 | 3. Materials Characterisation | A. Spectroscopy | 7. Fluorescence |  |  |  | Data confirmed as part of data cleanse exercise (March 2015). Asset not physically verified. |  | R100171 | R100171 | 9011 | R100171 | 6520 | 9013 | 01 | 27150 | 27150 | 0 | 0 | 0 | 27150 | [12 empty] | 27150 | 27150 |  | 0 | [23 empty] | 27150 | 36 | 3 | Equipment acquired for specific research projects |  | N |  | N |  | N |  | N |  | N | Prior to FY1415=NOT required | 1
R0556 | 08-09 | 2009-04-01 | 2012-04-01 18:00 |  | Research | Research |  |  | N-MOM-R | N-MOM-R | Computer Science Building | Computer Science Building | Andre Geim | Andre Geim | 1 Good | 2 Good | 1 Dedicated to particular experiment | 0 | EPS | Physics | 402679 | [8 empty] | Data confirmed as part of data cleanse exercise (March 2015). Asset not physically verified. |  | R100441 | R100441 | 9011 | R100441 | 6520 | 9013 | 01 | 63890.81 | 63890.81 | 0 | 0 | 0 | 63890.81 | [12 empty] | 63890.81 | 63890.81 |  | 0 | [23 empty] | 63890.81 | 36 | 3 | Equipment acquired for specific research projects |  | N |  | N |  | N |  | N |  | N | Prior to FY1415=NOT required | 7 | 27.01.16: Consolidated multiple lines due to FAR cleanse exercise
R0558 | 08-09 | 2009-03-01 | 2012-03-01 18:00 |  | Research | Research | Elkom | VT 1510 | vacuum-press | ELKOM high-performance heatable and coolable vacuum-press for composites type: VT 1510 | Materials Science Building | Materials Science Building | Payam Jamshidi | Payam Jamshidi |  |  |  | 0 | EPS | Materials | 442187 | [6 empty] | yes | 2015-07-01 | PAUL JORDAN/JOHN GOODIER | as per Jun'15 verification exercise for FY14-15 YrEnd | R106723 | R106723 | 9011 | R106723 | 6520 | 9013 | 03 | 39355 | 39355 | 0 | 0 | 0 | 39355 | [12 empty] | 39355 | 39355 |  | 0 | [23 empty] | 39355 | 36 | 3 | Equipment acquired for specific research projects |  | N |  | N |  | N |  | N |  | Y |  | 8
R0559 | 08-09 | 2009-07-01 | 2012-07-01 18:00 |  | Research | Research |  |  | Piano Focale | Piano Focale |  |  | Lucio Picirillo | Lucio Picirillo | 1 Good | 2 Good | 1 Dedicated to particular experiment | 0.5 | EPS | Physics | 262461 | [5 empty] | n |  |  | Data confirmed as part of data cleanse exercise (March 2015). Asset not physically verified. |  | R101505 | R101505 | 9011 | R101505 | 6520 | 9013 | 01 | 43433.96 | 43433.96 | 0 | 0 | 0 | 43433.96 | [12 empty] | 43433.96 | 43433.96 |  | 0 | [23 empty] | 43433.96 | 36 | 3 | Equipment acquired for specific research projects |  | N |  | N |  | N |  | N |  | N | Prior to FY1415=NOT required | 9 | 27.01.16: Consolidated multiple lines due to FAR cleanse exercise
R0559 | 09-10 | 2009-11-01 | 2012-11-01 18:00 |  | Research | Research |  |  | Piano Focale | Piano Focale |  |  | Lucio Picirillo | Lucio Picirillo | 1 Good | 2 Good | 1 Dedicated to particular experiment | 0.5 | EPS | Physics | 262461 | [8 empty] | Data confirmed as part of data cleanse exercise (March 2015). Asset not physically verified. |  | R111421 | R111421 | 9011 | R111421 | 6520 | 9013 | 01 | 90321.33 | 90321.33 | 0 | 0 | 0 | 90321.33 | [12 empty] | 90321.33 | 90321.33 |  | 0 | [23 empty] | 90321.33 | 36 | 3 | Equipment acquired for specific research projects |  | N |  | N |  | N |  | N |  | N | Prior to FY1415=NOT required | 9 | 27.01.16: Consolidated multiple lines due to FAR cleanse exercise
R0560 | 08-09 | 2009-03-01 | 2012-03-01 18:00 |  | Research | Research | Zeiss |  | Zeiss Inverted Microscope | ZEISS INVERTED FLUORESCENCE MICROSCOPE for JPK cell adhesion mechanics | Michael Smith Building B.3070 | Michael Smith Building | Peter March | Peter March | 1 Good | 1 State of art | 1 Dedicated to particular experiment | 0.1 | FLS | Life Sciences | 468028 |  | 3d7 | 3. Materials Characterisation | D. Optical Microscopy | 7. Fluorescence |  |  |  | Verified as part of data cleanse exercise (March 2015) |  | R010197 | R010197 | 9011 | R010197 | 6520 | 9013 | 42 | 15555.54 | 15555.54 | 0 | 0 | 0 | 15555.54 | [12 empty] | 15555.54 | 15555.54 |  | 0 | [23 empty] | 15555.54 | 36 | 3 | Equipment acquired for specific research projects |  | N |  | N |  | N |  | N |  | N | Prior to FY1415=NOT required | 2
R0560 | 08-09 | 2009-03-01 | 2012-03-01 18:00 |  | Research | Research | Zeiss |  | Zeiss Inverted Microscope | ZEISS INVERTED FLUORESCENCE MICROSCOPE for JPK cell adhesion mechanics | Michael Smith Building B.3070 | Michael Smith Building | Peter March | Peter March | 1 Good | 1 State of art | 1 Dedicated to particular experiment | 0.1 | FLS | Life Sciences | 468028 |  | 3d7 | 3. Materials Characterisation | D. Optical Microscopy | 7. Fluorescence |  |  |  | Verified as part of data cleanse exercise (March 2015) |  | R011878 | R011878 | 9011 | R011878 | 6520 | 9013 | 31 | 21288.46 | 21288.46 | 0 | 0 | 0 | 21288.46 | [12 empty] | 21288.46 | 21288.46 |  | 0 | [23 empty] | 21288.46 | 36 | 3 | Equipment acquired for specific research projects |  | N |  | N |  | N |  | N |  | N | Prior to FY1415=NOT required | 2
R0561 | 08-09 | 2009-04-01 | 2012-04-01 18:00 |  | Research | Research |  |  | AutoProbe 200.1 | AutoProbe 200.1 Upgrade Quotation ( Quote No: 10281B) | Materials Science Building | Materials Science Building | Richard Langford |  |  |  |  | 0 | EPS | Materials | 420323 | [6 empty] | yes | 2015-07-01 | PAUL JORDAN/JOHN GOODIER | as per Jun'15 verification exercise for FY14-15 YrEnd | R105733 | R105733 | 9011 | R105733 | 6520 | 9013 | 03 | 30827.16 | 30827.16 | 0 | 0 | 0 | 30827.16 | [12 empty] | 30827.16 | 30827.16 |  | 0 | [23 empty] | 30827.16 | 36 | 3 | Equipment acquired for specific research projects |  | N |  | N |  | N |  | N |  | Y |  | 11
R0562 | 08-09 | 2009-02-01 | 2012-02-01 18:00 |  | Research | Research | Wyatt | Dawn Heleos II | Dawn Heleos II | DAWN HELEOS II - ANGLE LIGHT SCATTERING DETECTOR - | Michael Smith Building B.2071 | Michael Smith Building | Martin Humphries | Martin Humphries | 1 Good | 1 State of art | 2 General purpose research | 0 | FLS | Life Sciences | 447823 | Biomolecular Analysis Facility | 3a4 | 3. Materials Characterisation | A. Spectroscopy | 4. Optical | [5 empty] | R011878 | R011878 | 9011 | R011878 | 6520 | 9013 | 31 | 36000 | 36000 | 0 | 0 | 0 | 36000 | [12 empty] | 36000 | 36000 |  | 0 | [23 empty] | 36000 | 36 | 3 | Equipment acquired for specific research projects |  | N |  | N |  | N |  | N |  | N | Prior to FY1415=NOT required | 0
R0563 | 08-09 | 2009-04-01 | 2012-04-01 18:00 |  | Research | Research | GE Healthcare | AKTA | AKTA Purification System | AKTA FPLC system £30k | Michael Smith building C.4212 | Michael Smith Building | Lydia Tabernero | Lydia Tabernero | 1 Good | 3 Adequate | 2 General purpose research | 0.5 | FLS | Life Sciences | 465523 |  | 3l5 | 3. Materials Characterisation | L. Chemical Analysis | 5. Chromatography |  |  |  | Verified as part of data cleanse exercise (March 2015) |  | R105761 | R105761 | 9011 | R105761 | 6520 | 9013 | 01 | 29540.86 | 29540.86 | 0 | 0 | 0 | 29540.86 | [12 empty] | 29540.86 | 29540.86 |  | 0 | [23 empty] | 29540.86 | 36 | 3 | Equipment acquired for specific research projects |  | N |  | N |  | N |  | N |  | N | Prior to FY1415=NOT required | 1
R0564 | 08-09 | 2009-02-01 | 2012-02-01 18:00 |  | Research | Research | Heidelberg | HRT3 | Confocal Microscope | HRT3 Corneal Confocal Microscope | Clinical and Laboratory Sciences |  | Rayaz Malik | Rayz Malik | 1 Good | 2 Good | 1 Dedicated to particular experiment | 0 | MHS | Biomedicine | 385118 |  | 3d1 | 3. Materials Characterisation | D. Optical Microscopy | 1. Confocal | n |  |  |  |  | R105991 | R105991 | 9011 | R105991 | 6520 | 9013 | 53 | 26852 | 26852 | 0 | 0 | 0 | 26852 | [12 empty] | 26852 | 26852 |  | 0 | [23 empty] | 26852 | 36 | 3 | Equipment acquired for specific research projects |  | N |  | N |  | N |  | N |  | N | Prior to FY1415=NOT required | 2
R0565 | 08-09 | 2009-02-01 | 2012-02-01 18:00 |  | Research | Research |  |  | Infors Incubator System | Infors Incubator System | MIB Building 3rd floor | MIB Building | Andrew Munro | Andrew Munro | 1 Good | 2 Good | 2 General purpose research | 0.1 | FLS | Life Sciences | 466359 |  | 2a3 | 2. Process Equipment – Biological | A. Growth and Manipulation | 3. Cell Culture |  | yes | Jul'15 | Sophie Chetham | confirmed by email on 21.07.15 | R104832 | R104832 | 9011 | R104832 | 6520 | 9013 | 01 | 13499.12 | 13499.12 | 0 | 0 | 0 | 13499.12 | [12 empty] | 13499.12 | 13499.12 |  | 0 | [23 empty] | 13499.12 | 36 | 3 | Equipment acquired for specific research projects |  | N |  | N |  | N |  | N |  | Y |  | 3
R0565 | 08-09 | 2009-02-01 | 2012-02-01 18:00 |  | Research | Research |  |  | Infors Incubator System | Infors Incubator System | MIB Building 3rd floor | MIB Building | Andrew Munro | Andrew Munro | 1 Good | 2 Good | 2 General purpose research | 0.1 | FLS | Life Sciences | 466359 |  | 2a3 | 2. Process Equipment – Biological | A. Growth and Manipulation | 3. Cell Culture | n | yes | Jul'15 | Sophie Chetham | confirmed by email on 21.07.15 | R105151 | R105151 | 9011 | R105151 | 6520 | 9013 | 01 | 12052.88 | 12052.88 | 0 | 0 | 0 | 12052.88 | [12 empty] | 12052.88 | 12052.88 |  | 0 | [23 empty] | 12052.88 | 36 | 3 | Equipment acquired for specific research projects |  | N |  | N |  | N |  | N |  | Y |  | 3
R0566 | 08-09 | 2009-03-01 | 2012-03-01 18:00 |  | Research | Research | Shimadzu | Axima | Axima confidence MALDI system | Axima confidence MALDI system with polymer software | Chemistry Building GE.03 | Chemistry Building | Roger Speak | Mike Turner | 1 Good | 2 Good | 3 Research and Teaching | 0 | EPS | Chemistry | 491748 | Mass Spectrometryhttp://www.chemistry.manchester.ac.uk/research/facilities/m-spec/ | 3b3 | 3. Materials Characterisation | B. Spectrometry | 3. Mass Spectrometry | n |  |  | Data confirmed as part of data cleanse exercise (March 2015). Asset not physically verified. |  | R107869 | R107869 | 9011 | R107869 | 6520 | 9013 | 03 | 144900 | 144900 | 0 | 0 | 0 | 144900 | [12 empty] | 144900 | 144900 |  | 0 | [23 empty] | 144900 | 36 | 3 | Equipment acquired for specific research projects |  | N |  | N |  | N |  | N |  | N | Prior to FY1415=NOT required | 0
R0567 | 08-09 | 2009-03-01 | 2012-03-01 18:00 |  | Research | Research |  |  | Vacuum Clean Environment Chamber | Vacuum Clean Environment Chamber | Computer Science Building | Computer Science Building | Andre Geim | Andre Geim | 1 Good | 2 Good | 2 General purpose research | 0 | EPS | Physics | 332709 |  | 1D3 | 1. Process Equipment – Physical | D. Controlled Environment | 3. Glove Box | n |  |  | Data confirmed as part of data cleanse exercise (March 2015). Asset not physically verified. |  | R100170 | R100170 | 9011 | R100170 | 6520 | 9013 | 01 | 25153.23 | 25153.23 | 0 | 0 | 0 | 25153.23 | [12 empty] | 25153.23 | 25153.23 |  | 0 | [23 empty] | 25153.23 | 36 | 3 | Equipment acquired for specific research projects |  | N |  | N |  | N |  | N |  | N | Prior to FY1415=NOT required | 3
R0568 | 08-09 | 2009-04-01 | 2012-04-01 18:00 |  | Research | Research | HP |  | Linux Cluster | Linux Cluster | Paterson Institute | Paterson Building | Crispin Miller | Crispin Miller | 1 Good | 2 Good | 2 General purpose research | 0 | MHS | Paterson Institute | 512514 |  | 6a6 | 6. Infrastructure | A. IT | 6. Display | y |  |  |  |  | R012149 | R012149 | 9011 | R012149 | 6520 | 9013 | 31 | 42348.72 | 42348.72 | 0 | 0 | 0 | 42348.72 | [12 empty] | 42348.72 | 42348.72 |  | 0 | [23 empty] | 42348.72 | 36 | 3 | Equipment acquired for specific research projects |  | N |  | N |  | N |  | N |  | N | Prior to FY1415=NOT required | 2
R0569 | 08-09 | 2009-07-01 | 2012-07-01 18:00 |  | Research | Research | Avantium | Crystal 16 | Crystal 16 Multiple-Reactor System | Crystal 16 Multiple-Reactor System | CEAS; The Mill | The Mill | Roger Dadey | Roger Dadey |  |  |  | 0 | EPS | Materials | 503925 | [5 empty] | y |  |  |  |  | R012603 | R012603 | 9011 | R012603 | 6520 | 9013 | 04 | 10464 | 10464 | 0 | 0 | 0 | 10464 | [12 empty] | 10464 | 10464 |  | 0 | [23 empty] | 10464 | 36 | 3 | Equipment acquired for specific research projects |  | N |  | N |  | N |  | N |  | N | Prior to FY1415=NOT required | 8 | 27.01.16: Consolidated multiple lines due to FAR cleanse exercise
R0569 | 08-09 | 2009-07-01 | 2012-07-01 18:00 |  | Research | Research | Avantium | Crystal 16 | Crystal 16 Multiple-Reactor System | Crystal 16 Multiple-Reactor System | CEAS; The Mill | The Mill | Roger Dadey | Roger Dadey |  |  |  | 0 | EPS | Materials | 503925 | [5 empty] | y |  |  |  |  | R012660 | R012660 | 9011 | R012660 | 6520 | 9013 | 04 | 12231.4 | 12231.4 | 0 | 0 | 0 | 12231.4 | [12 empty] | 12231.4 | 12231.4 |  | 0 | [23 empty] | 12231.4 | 36 | 3 | Equipment acquired for specific research projects |  | N |  | N |  | N |  | N |  | N | Prior to FY1415=NOT required | 8 | 27.01.16: Consolidated multiple lines due to FAR cleanse exercise
R0569 | 08-09 | 2009-07-01 | 2012-07-01 18:00 |  | Research | Research | Avantium | Crystal 16 | Crystal 16 Multiple-Reactor System | Crystal 16 Multiple-Reactor System | CEAS; The Mill | The Mill | Roger Dadey | Roger Dadey |  |  |  | 0 | EPS | Materials | 503925 | [5 empty] | y |  |  |  |  | R012635 | R012635 | 9011 | R012635 | 6520 | 9013 | 04 | 3900 | 3900 | 0 | 0 | 0 | 3900 | [12 empty] | 3900 | 3900 |  | 0 | [23 empty] | 3900 | 36 | 3 | Equipment acquired for specific research projects |  | N |  | N |  | N |  | N |  | N | Prior to FY1415=NOT required | 8 | 27.01.16: Consolidated multiple lines due to FAR cleanse exercise
R0571 | 08-09 | 2009-04-01 | 2012-04-01 18:00 |  | Research | Research | Olympus | LV200 | LV200 Bioluminescence microscope | LV200 Bioluminescence microscope | AV HILL BUILDING 2nd Floor | A V Hill Building | Hugh Piggins | Hugh Piggins | 1 Good | 1 State of art | 1 Dedicated to particular experiment | 0 | FLS | Life Sciences | 429734 |  | 3d6 | 3. Materials Characterisation | D. Optical Microscopy | 6. Live Cell | [5 empty] | R106635 | R106635 | 9011 | R106635 | 6520 | 9013 | 01 | 101851.3 | 101851.3 | 0 | 0 | 0 | 101851.3 | [12 empty] | 101851.3 | 101851.3 |  | 0 | [23 empty] | 101851.3 | 36 | 3 | Equipment acquired for specific research projects |  | N |  | N |  | N |  | N |  | N | Prior to FY1415=NOT required | 1
R0572 | 08-09 | 2009-04-01 | 2012-04-01 18:00 |  | Research | Research | Hecus | SAXS | HECUS SAXS Instrument | Cu K-aplha microfocus source and Pilatus 100 detector | Chemistry Building - 5th floor Room 5.62 | Chemistry Building | Chris Muryn | Mike Turner | 1 Good | 2 Good | 2 General purpose research | 0.5 | EPS | Chemistry | 509313 | X-Ray Diffractionhttp://www.chemistry.manchester.ac.uk/research/facilities/xtal/ | 3h1 | 3. Materials Characterisation | H. Diffraction | 1. X-ray | n |  |  | Data confirmed as part of data cleanse exercise (March 2015). Asset not physically verified. |  | R107869 | R107869 | 9011 | R107869 | 6520 | 9013 | 03 | 322242.66 | 322242.66 | 0 | 0 | 0 | 322242.66 | [12 empty] | 322242.66 | 322242.66 |  | 0 | [23 empty] | 322242.66 | 36 | 3 | Equipment acquired for specific research projects |  | N |  | N |  | N |  | N |  | N | Prior to FY1415=NOT required | 0 | 27.01.16: Consolidated multiple lines due to FAR cleanse exercise
R0573a | 08-09 | 2009-04-01 | 2012-04-01 18:00 |  | Part Funded | University Funded | Veeco | Dimension | Veeco Dimension SPM System | Veeco AFM DM-SYS Dimension SPM System | Re-located to the basement of School of Physics (was in Kilburn Building - IT128) | Schuster Building | Thomas Thomson | Thomas Thomson | 1 Good | 1 State of art | 2 General purpose research | 0.2 | EPS | Computer Science | 498597 | [5 empty] | n | Yes | 2016-07-01 | confirmed by Phill McDonald with signed verification form | as per FY1516 YrEnd Verification & Impairments Exercise in Jul'16 | AA00773 | AA00773 | 9011 | AA00747 | 6522 | 9013 | 00 | 74970.62 | 74970.62 | 0 | 0 | 0 | 74970.62 | [12 empty] | 74970.62 | 74970.62 |  | 0 | [23 empty] | 74970.62 | 36 | 3 | Equipment acquired for specific research projects |  | N |  | N |  | N |  | N |  | Y | Prior to FY1415=NOT required | 5 | 27.01.16: Consolidated multiple lines due to FAR cleanse exercise
R0573b | 09-10 | 2010-02-01 | 2012-10-02 |  | University Funded | University Funded | Veeco | DM-SYS Dimension | Veeco Dimension SPM System | Veeco AFM DM-SYS Dimension SPM System | Kilburn Building - IT128 | Kilburn Building | Thomas Thomson | Thomas Thomson | 1 Good | 2 Good | 2 General purpose research | 0.2 | EPS | Physics | 498597 |  | 3F1 | 3. Materials Characterisation | F. Surface Probe Microscopy | 1. Atomic Force | n |  |  | Data confirmed as part of data cleanse exercise (March 2015). Asset not physically verified. |  | AA09727 | AA09727 | 9011 | AA06253 | 6522 | 9013 | 00 | 74970.63 | 74970.63 | 0 | 0 | 0 | 74970.63 | [12 empty] | 74970.63 | 74970.63 |  | 0 | [23 empty] | 74970.63 | 32 | 3 | Equipment acquired for specific research projects |  | N |  | N |  | N |  | N |  | N | Prior to FY1415=NOT required | 1 | 27.01.16: Consolidated multiple lines due to FAR cleanse exercise
R0574 | 09-10 | 2009-05-01 | 2012-05-01 18:00 |  | Part Funded | University Funded |  |  | Laserwriter | laserwriter | Computer Science Building | Computer Science Building | Andre Geim | Andre Geim | 1 Good | 2 Good | 1 Dedicated to particular experiment | 0 | EPS | Physics | 509924 |  | 1B4 | 1. Process Equipment – Physical | B. Lithography | 4. Laser (Direct-Write) | n |  |  | Data confirmed as part of data cleanse exercise (March 2015). Asset not physically verified. |  | AA09727 | AA09727 | 9011 | AA06253 | 6522 | 9013 | 00 | 136793.67 | 136793.67 | 0 | 0 | 0 | 136793.67 | [12 empty] | 136793.67 | 136793.67 |  | 0 | [23 empty] | 136793.67 | 36 | 3 | Equipment acquired for specific research projects |  | N |  | N |  | N |  | N |  | N | Prior to FY1415=NOT required | 3
R0576 | 09-10 | 2010-02-01 | 2013-02-01 18:00 |  | University Funded | University Funded |  |  | Mask Aligner | Mask Aligner | SCHUSTER NANO LABS | Schuster Building | Andre Geim | Andre Geim | 1 Good | 2 Good | 1 Dedicated to particular experiment | 0 | EPS | Physics | 513468 |  | 1B1 | 1. Process Equipment – Physical | B. Lithography | 1. Optical |  |  |  | Data confirmed as part of data cleanse exercise (March 2015). Asset not physically verified. |  | AA09727 | AA09727 | 9011 | AA06253 | 6522 | 9013 | 00 | 111800 | 111800 | 0 | 0 | 0 | 111800 | [12 empty] | 111800 | 111800 |  | 0 | [23 empty] | 111800 | 36 | 3 | Equipment acquired for specific research projects |  | N |  | N |  | N |  | N |  | N | Prior to FY1415=NOT required | 3
R0577 | 08-09 | 2009-04-01 | 2012-04-01 18:00 |  | Research | Research | Essen | IncuCyte | IncuCyte Imaging System | IncuCyte Imaging System | Paterson Institute | Paterson Building | Georges Lacaud | Georges Lacaud | 1 Good | 1 State of art | 2 General purpose research | 0.1 | MHS | Paterson Institute | 453426 |  | 2a3 | 2. Process Equipment – Biological | A. Growth and Manipulation | 3. Cell Culture | [5 empty] | R012149 | R012149 | 9011 | R012149 | 6520 | 9013 | 31 | 44225 | 44225 | 0 | 0 | 0 | 44225 | [12 empty] | 44225 | 44225 |  | 0 | [23 empty] | 44225 | 36 | 3 | Equipment acquired for specific research projects |  | N |  | N |  | N |  | N |  | N | Prior to FY1415=NOT required | 1
R0578 | 08-09 | 2009-04-01 | 2012-04-01 18:00 |  | Research | Research | BD | FACS | Influx FACS Sorter | Influx FACS Sorter | Paterson Institute | Paterson Building | Morgan Blaylock | Jeff Barry | 1 Good | 1 State of art | 2 General purpose research | 0.2 | MHS | Paterson Institute | 422303 |  | 2e6 | 2. Process Equipment – Biological | E. Characterisation | 6. Analysers | [5 empty] | R012149 | R012149 | 9011 | R012149 | 6520 | 9013 | 31 | 246200 | 246200 | 0 | 0 | 0 | 246200 | [12 empty] | 246200 | 246200 |  | 0 | [23 empty] | 246200 | 36 | 3 | Equipment acquired for specific research projects |  | N |  | N |  | N |  | N |  | N | Prior to FY1415=NOT required | 1
R0579 | 08-09 | 2009-04-01 | 2012-04-01 18:00 |  | Research | Research | GE Healthcare | AKTA Prime Plus | AKTA Prime Plus | AKTA Prime Plus | Paterson Institute | Paterson Building | Ivan Ahel | Ivan Ahel | 1 Good | 2 Good | 2 General purpose research | 0.2 | MHS | Paterson Institute | 447268 |  | 3l5 | 3. Materials Characterisation | L. Chemical Analysis | 5. Chromatography | [5 empty] | R012149 | R012149 | 9011 | R012149 | 6520 | 9013 | 31 | 67404 | 67404 | 0 | 0 | 0 | 67404 | [12 empty] | 67404 | 67404 |  | 0 | [23 empty] | 67404 | 36 | 3 | Equipment acquired for specific research projects |  | N |  | N |  | N |  | N |  | N | Prior to FY1415=NOT required | 1
R0580 | 08-09 | 2009-04-01 | 2012-04-01 18:00 |  | Research | Research | Biorad | Proteon XPR36 | Proteon XPR36 | Proteon XPR36 | Paterson Institute | Paterson Building | Nullin Divecha | David Jones | 1 Good | 1 State of art | 2 General purpose research | 0.3 | MHS | Paterson Institute | 431239 |  | 4e2 | 4. Sample Measurement/Analysis | E. Optical | 2. Surface Plasmon Resonance | [5 empty] | R012149 | R012149 | 9011 | R012149 | 6520 | 9013 | 31 | 150000 | 150000 | 0 | 0 | 0 | 150000 | [12 empty] | 150000 | 150000 |  | 0 | [23 empty] | 150000 | 36 | 3 | Equipment acquired for specific research projects |  | N |  | N |  | N |  | N |  | N | Prior to FY1415=NOT required | 1
R0581 | 08-09 | 2009-04-01 | 2012-04-01 18:00 |  | Research | Research | Leica | LMD6000 | Leica LMD6000 | Leica LMD6000 | Paterson Institute | Paterson Building | Garry Ashton | Garry Ashton | 1 Good | 1 State of art | 1 Dedicated to particular experiment | 0.3 | MHS | Paterson Institute | 482031 |  | 4g6 | 4. Sample Measurement/Analysis | G. Bio-Medical | 6. Tissues | [5 empty] | R012149 | R012149 | 9011 | R012149 | 6520 | 9013 | 31 | 96079.5 | 96079.5 | 0 | 0 | 0 | 96079.5 | [12 empty] | 96079.5 | 96079.5 |  | 0 | [23 empty] | 96079.5 | 36 | 3 | Equipment acquired for specific research projects |  | N |  | N |  | N |  | N |  | N | Prior to FY1415=NOT required | 1
R0582 | 08-09 | 2009-12-01 | 2012-12-01 18:00 |  | Research | Research | Vision Research | Phantom V12 | Phantom V12 high speed camera | Phantom V12 high speed camera x2 | Nortwest Composites Centre; Paper Science Building, Sackville Street, M60 1QD | Paper Science Building | Paul Hogg | Andrew Walker | 1 Good | 2 Good | 2 General purpose research | 0 | EPS | Materials | 508324 |  | 4C1 | 4. Sample Measurement/Analysis | C. Motion | 1. High Speed Video |  |  |  | Data confirmed as part of data cleanse exercise (March 2015). Asset not physically verified. |  | R108616 | R108616 | 9011 | R108616 | 6520 | 9013 | 03 | 126569 | 126569 | 0 | 0 | 0 | 126569 | [12 empty] | 126569 | 126569 |  | 0 | [23 empty] | 126569 | 36 | 3 | Equipment acquired for specific research projects |  | N |  | N |  | N |  | N |  | N | Prior to FY1415=NOT required | 1
R0583 | 08-09 | 2009-11-01 | 2012-11-01 18:00 |  | Research | Research | Dantec Dynamics | Q400 & Q800 | Q400 Digital image correlation & Q800 Laser Shearography System | Combined Q400 Digital image correlation and Q800 Laser Shearography System | Nortwest Composites Centre; Paper Science Building, Sackville Street, M60 1QD | Paper Science Building | Paul Hogg | Andrew Walker |  |  |  | 0 | EPS | Materials | 508326 |  | 4D1 | 4. Sample Measurement/Analysis | D. Laser | 1. Characterisation | [5 empty] | R108616 | R108616 | 9011 | R108616 | 6520 | 9013 | 03 | 120819 | 120819 | 0 | 0 | 0 | 120819 | [12 empty] | 120819 | 120819 |  | 0 | [23 empty] | 120819 | 36 | 3 | Equipment acquired for specific research projects |  | N |  | N |  | N |  | N |  | N | Prior to FY1415=NOT required | 4
R0584 | 08-09 | 2010-01-01 | 2013-01-01 18:00 |  | Research | Research |  |  | Composites Facility - MTM Tender | MTM Tender | Nortwest Composites Centre; Paper Science Building, Sackville Street, M60 1QD | Paper Science Building | Paul Hogg | Paul Hogg |  |  |  | 0 | EPS | Materials | 508357 | [10 empty] | R108616 | R108616 | 9011 | R108616 | 6520 | 9013 | 03 | 1252237.47 | 1252237.47 | 0 | 0 | 0 | 1252237.47 | [12 empty] | 1252237.47 | 1252237.47 |  | 0 | [23 empty] | 1252237.47 | 36 | 3 | Equipment acquired for specific research projects |  | N |  | N |  | N |  | N |  | N | Prior to FY1415=NOT required | 10
R0585 | 08-09 | 2010-01-01 | 2013-01-01 18:00 |  | Research | Research |  | Ceast 9350, A1G+ | High velocity impact testing gas gun | High velocity impact testing gas gun | Nortwest Composites Centre; Paper Science Building, Sackville Street, M60 1QD | Paper Science Building | Paul Hogg | Andrew Walker | 1 Good | 1 State of art | 2 General purpose research | 0.5 | EPS | Materials | 514247 |  | 3K3 | 3. Materials Characterisation | K. Mechanical Properties | 3. Load |  |  |  | Data confirmed as part of data cleanse exercise (March 2015). Asset not physically verified. |  | R108616 | R108616 | 9011 | R108616 | 6520 | 9013 | 03 | 46507.41 | 46507.41 | 0 | 0 | 0 | 46507.41 | [12 empty] | 46507.41 | 46507.41 |  | 0 | [23 empty] | 46507.41 | 36 | 3 | Equipment acquired for specific research projects |  | N |  | N |  | N |  | N |  | N | Prior to FY1415=NOT required | 2
R0586 | 08-09 | 2009-05-01 | 2012-05-01 18:00 |  | Research | Research | Biorad | FX Imager | Biorad FX Imager | Biorad FX Imager | Paterson Institute | Paterson Building | Stuart Pepper | StuartPepper | 1 Good | 1 State of art | 2 General purpose research | 0.4 | MHS | Paterson Institute | 511584 |  | 2e6 | 2. Process Equipment – Biological | E. Characterisation | 6. Analysers | [5 empty] | R012149 | R012149 | 9011 | R012149 | 6520 | 9013 | 31 | 59990 | 59990 | 0 | 0 | 0 | 59990 | [12 empty] | 59990 | 59990 |  | 0 | [23 empty] | 59990 | 36 | 3 | Equipment acquired for specific research projects |  | N |  | N |  | N |  | N |  | N | Prior to FY1415=NOT required | 1
R0587 | 08-09 | 2009-04-01 | 2012-04-01 18:00 |  | Research | Research |  |  | Lumicycle for Circadian Clocks | Lumicycle for Circadian Clocks | AV Hill Building 3rd Floor | A V Hill Building | Maria Canal | Maria Canal | 1 Good | 1 State of art | 1 Dedicated to particular experiment | 0 | FLS | Life Sciences | 477129 |  | 2e5 | 2. Process Equipment – Biological | E. Characterisation | 5. Plate Readers | [5 empty] | R105811 | R105811 | 9011 | R105811 | 6520 | 9013 | 01 | 25317.3 | 25317.3 | 0 | 0 | 0 | 25317.3 | [12 empty] | 25317.3 | 25317.3 |  | 0 | [23 empty] | 25317.3 | 36 | 3 | Equipment acquired for specific research projects |  | N |  | N |  | N |  | N |  | N | Prior to FY1415=NOT required | 3
R0588 | 08-09 | 2009-08-01 | 2012-08-01 18:00 |  | Research | Research | Olympus |  | Olympus Microscope/Camera | Olympus Microscope/Camera/Imaging peripherals and incubation compnents | AV Hill Building 2nd Floor CTF | A V Hill Building | Hugh Piggins | Hugh Piggins | 1 Good | 1 State of art | 1 Dedicated to particular experiment | 0.4 | FLS | Life Sciences | 513069 |  | 3d6 | 3. Materials Characterisation | D. Optical Microscopy | 6. Live Cell | y |  |  |  |  | R107363 | R107363 | 9011 | R107363 | 6520 | 9013 | 31 | 65000 | 65000 | 0 | 0 | 0 | 65000 | [12 empty] | 65000 | 65000 |  | 0 | [23 empty] | 65000 | 36 | 3 | Equipment acquired for specific research projects |  | N |  | N |  | N |  | N |  | N | Prior to FY1415=NOT required | 2
R0589 | 08-09 | 2009-07-01 | 2012-07-01 18:00 |  | Research | Research | Leica | DMI 6000B | Leica DMI6000B Microscope | Leica DMI6000B Automated Microscope with DIC | Michael Smith Building | Michael Smith Building | Berenika Plusa | Berenika Plusa | 1 Good | 1 State of art | 1 Dedicated to particular experiment | 0 | FLS | Life Sciences | 521455 |  | 3d3 | 3. Materials Characterisation | D. Optical Microscopy | 3. Transmission | y |  |  |  |  | R107861 | R107861 | 9011 | R107861 | 6520 | 9013 | 01 | 43637.25 | 43637.25 | 0 | 0 | 0 | 43637.25 | [12 empty] | 43637.25 | 43637.25 |  | 0 | [23 empty] | 43637.25 | 36 | 3 | Equipment acquired for specific research projects |  | N |  | N |  | N |  | N |  | N | Prior to FY1415=NOT required | 1
R0590 | 08-09 | 2009-07-01 | 2012-07-01 18:00 |  | Research | Research |  |  | PI-HE-2GB Two Glove System One Glove Box and accessories | Inert atmosphere glove Box | Radiochemistry centre in the School of chemistry (5th floor) | Chemistry Building | Katie Law | Louise Natrajan | 1 Good | 2 Good | 1 Dedicated to particular experiment | 0.1 | EPS | Chemistry | 498741 | RadioChemistryhttp://crr.manchester.ac.uk/ | 1d3 | 1. Process Equipment – Physical | D. Controlled Environment | 3. Glove Box | n |  |  | Data confirmed as part of data cleanse exercise (March 2015). Asset not physically verified. |  | R106713 | R106713 | 9011 | R106713 | 6520 | 9013 | 01 | 28182.18 | 28182.18 | 0 | 0 | 0 | 28182.18 | [12 empty] | 28182.18 | 28182.18 |  | 0 | [23 empty] | 28182.18 | 36 | 3 | Equipment acquired for specific research projects |  | N |  | N |  | N |  | N |  | N | Prior to FY1415=NOT required | 2
R0591 | 08-09 | 2009-07-01 | 2012-07-01 18:00 |  | Research | Research |  |  | Glovebox | Glovebox | 2nd Floor Labs, Schuster Building. | Schuster Building | Andre Geim | Andre Geim | 1 Good | 2 Good | 1 Dedicated to particular experiment | 0 | EPS | Physics | 492073 |  | 1D3 | 1. Process Equipment – Physical | D. Controlled Environment | 3. Glove Box |  |  |  | Data confirmed as part of data cleanse exercise (March 2015). Asset not physically verified. |  | R107472 | R107472 | 9011 | R107472 | 6520 | 9013 | 01 | 31024.55 | 31024.55 | 0 | 0 | 0 | 31024.55 | [12 empty] | 31024.55 | 31024.55 |  | 0 | [23 empty] | 31024.55 | 36 | 3 | Equipment acquired for specific research projects |  | N |  | N |  | N |  | N |  | N | Prior to FY1415=NOT required | 3 | 16.02.16: consolidated 3 lines to 2. Due to the net off result to negative costs & Acc. Depn., it is agreed by JC (11.02.16)not to consolidated to a single line as zero NBV.
R0591 | 09-10 | 2010-06-01 | 2013-06-01 18:00 |  | Research | Research |  |  | Glovebox | Glovebox | 2nd Floor Labs, Schuster Building. | Schuster Building | Andre Geim | Andre Geim | 1 Good | 2 Good | 1 Dedicated to particular experiment | 0 | EPS | Physics | 492073 |  | 1D3 | 1. Process Equipment – Physical | D. Controlled Environment | 3. Glove Box |  |  |  | Data confirmed as part of data cleanse exercise (March 2015). Asset not physically verified. |  | R107472 | R107472 | 9011 | R107472 | 6520 | 9013 | 01 | -31290.98 | -31290.98 | 0 | 0 | 0 | -31290.98 | [12 empty] | -31290.98 | -31290.98 |  | 0 | [23 empty] | -31290.98 | 36 | 3 | Equipment acquired for specific research projects |  | N |  | N |  | N |  | N |  | N | Prior to FY1415=NOT required | 3 | 16.02.16: consolidated 3 lines to 2. Due to the net off result to negative costs & Acc. Depn., it is agreed by JC (11.02.16)not to consolidated to a single line as zero NBV.
R0592 | 08-09 | 2009-11-01 | 2012-11-01 18:00 |  | Research | Research | Cormet Testing Systems |  | Cormet Testing Systems | Cormet Testing Systems 698843 (P.O. ELM324339) | Material Science Building | Materials Science Building | Johnathan Duff | Fabio Scenini | 1 Good | 1 State of art | 1 Dedicated to particular experiment | 0 | EPS | Materials | 324339 |  | 1D4 | 1. Process Equipment – Physical | D. Controlled Environment | 4. Atmospheric Reactors | y | yes | 2015-07-01 | PAUL JORDAN/JOHN GOODIER | as per Jun'15 verification exercise for FY14-15 YrEnd | R101862 | R101862 | 9011 | R101862 | 6520 | 9013 | 01 | 5195.21 | 5195.21 | 0 | 0 | 0 | 5195.21 | [12 empty] | 5195.21 | 5195.21 |  | 0 | [23 empty] | 5195.21 | 36 | 3 | Equipment acquired for specific research projects |  | N |  | N |  | N |  | N |  | Y |  | 2
R0593 | 08-09 | 2009-08-01 | 2012-08-01 18:00 |  | Research | Research | Cormet Testing Systems |  | Cormet Testing Systems | Cormet Testing Systems 698842 (P.O. ELM399392) | Material Science Building | Materials Science Building | Johnathan Duff | Fabio Scenini | 1 Good | 1 State of art | 1 Dedicated to particular experiment | 0 | EPS | Materials | 399392 |  | 1D4 | 1. Process Equipment – Physical | D. Controlled Environment | 4. Atmospheric Reactors | y | yes | 2015-07-01 | PAUL JORDAN/JOHN GOODIER | as per Jun'15 verification exercise for FY14-15 YrEnd | R105733 | R105733 | 9011 | R105733 | 6520 | 9013 | 01 | 25526.05 | 25526.05 | 0 | 0 | 0 | 25526.05 | [12 empty] | 25526.05 | 25526.05 |  | 0 | [23 empty] | 25526.05 | 36 | 3 | Equipment acquired for specific research projects |  | N |  | N |  | N |  | N |  | Y |  | 2
R0593 | 08-09 | 2009-08-01 | 2012-08-01 18:00 |  | Part Funded | University Funded | Cormet Testing Systems |  | Cormet Testing Systems | Cormet Testing Systems 698842 (P.O. ELM399392) | Material Science Building | Materials Science Building | Johnathan Duff | Fabio Scenini | 1 Good | 1 State of art | 1 Dedicated to particular experiment | 0 | EPS | Materials | 399392 |  | 1D4 | 1. Process Equipment – Physical | D. Controlled Environment | 4. Atmospheric Reactors | y | yes | 2015-07-01 | PAUL JORDAN/JOHN GOODIER | as per Jun'15 verification exercise for FY14-15 YrEnd | AA02102 | AA02102 | 9011 | AA01910 | 6522 | 9013 | 00 | 209.62 | 209.62 | 0 | 0 | 0 | 209.62 | [12 empty] | 209.62 | 209.62 |  | 0 | [23 empty] | 209.62 | 36 | 3 | Equipment acquired for specific research projects |  | N |  | N |  | N |  | N |  | Y |  | 2
R0594 | 08-09 | 2009-08-01 | 2012-08-01 18:00 |  | Research | Research |  |  | Flow Cytometer | Flow Cytometer | Wythenshawe Transplant Centre | [6 empty] | 0 | MHS | Translational Medicine | 472508 |  | 2a1 | 2. Process Equipment – Biological | A. Growth and Manipulation | 1. Bacteriology | n |  |  |  |  | R107944 | R107944 | 9011 | R107944 | 6520 | 9013 | 31 | 100000 | 100000 | 0 | 0 | 0 | 100000 | [12 empty] | 100000 | 100000 |  | 0 | [23 empty] | 100000 | 36 | 3 | Equipment acquired for specific research projects |  | N |  | N |  | N |  | N |  | N | Prior to FY1415=NOT required | 9
R0595 | 08-09 | 2009-06-01 | 2012-06-01 18:00 |  | Research | Research | JEOL | JCM-5000 | MXJ10000 Neoscope | MXJ10000 Neoscope JCM-5000 Benchtop SEM outfit including Ratary Vacuum Pump, PC & Screen and Standard Software | Paper Science Building, Sackville Street, Manchester, M1 3NN | Paper Science Building | Andrew Walker | Payam Jamshidi |  |  |  | 0 | EPS | Materials | 543902 |  | 3E1 | 3. Materials Characterisation | E. Electron/Ion Microscopy | 1. Scanning | n |  |  |  |  | R108616 | R108616 | 9011 | R108616 | 6520 | 9013 | 03 | 50600 | 50600 | 0 | 0 | 0 | 50600 | [12 empty] | 50600 | 50600 |  | 0 | [23 empty] | 50600 | 36 | 3 | Equipment acquired for specific research projects |  | N |  | N |  | N |  | N |  | N | Prior to FY1415=NOT required | 4
R0596 | 08-09 | 2009-06-01 | 2012-06-01 18:00 |  | Research | Research | GE Healthcare | AKTA | ATKA Purification System | ATKA Purification System | Michael Smith Building | Michael Smith Building | Neil Bulleid | Neil Bulleid |  |  |  | 0 | FLS | Life Sciences | 533428 |  | 3l5 | 3. Materials Characterisation | L. Chemical Analysis | 5. Chromatography | n |  |  |  |  | R011081 | R011081 | 9011 | R011081 | 6520 | 9013 | 31 | 0 | 0 | 0 | 0 | 0 | 0 | [12 empty] | 0 | 0 |  | 0 | [23 empty] | 0 | 36 | 3 | Equipment acquired for specific research projects |  | N |  | N |  | N |  | N |  | N | Prior to FY1415=NOT required | 4
R0597 | 08-09 | 2009-08-01 | 2012-08-01 18:00 |  | Research | Research | Dell | PowerEdge R300 | Dell PowerEdge R300 | Dell PowerEdge R300 | Machine room Kilburn Building | Kilburn Building | Mike Keeley | Mike Keeley | 1 Good | 2 Good | 2 General purpose research | 0 | EPS | Computer Science | 542280 | [5 empty] | n | Yes | 2016-07-01 | confirmed by Phill McDonald with signed verification form | as per FY1516 YrEnd Verification & Impairments Exercise in Jul'16 | R103509 | R103509 | 9011 | R103509 | 6520 | 9013 | 01 | 39608.35 | 39608.35 | 0 | 0 | 0 | 39608.35 | [12 empty] | 39608.35 | 39608.35 |  | 0 | [23 empty] | 39608.35 | 36 | 3 | Equipment acquired for specific research projects |  | N |  | N |  | N |  | N |  | Y | Prior to FY1415=NOT required | 5
R0598 | 08-09 | 2009-08-01 | 2012-08-01 18:00 |  | Research | Research |  |  | Vevo770 Imaging System | Vevo770 Imaging System | RM 4.436 Haemodynamics Unit BSU |  | Sukphal Prehar | Ludwig Neyes | 1 Good | 1 State of art | 3 Research and Teaching | 0.4 | MHS | Biomedicine | 546824 |  | 3d7 | 3. Materials Characterisation | D. Optical Microscopy | 7. Fluorescence | y |  |  |  |  | R109474 | R109474 | 9011 | R109474 | 6520 | 9013 | 01 | 95689.66 | 95689.66 | 0 | 0 | 0 | 95689.66 | [12 empty] | 95689.66 | 95689.66 |  | 0 | [23 empty] | 95689.66 | 36 | 3 | Equipment acquired for specific research projects |  | N |  | N |  | N |  | N |  | N | Prior to FY1415=NOT required | 4
R0600 | 08-09 | 2009-07-01 | 2012-07-01 18:00 |  | Research | Research | Mbraun | MB 150B-G | Twin Glovebox | Twin Glove Box System (MBraun) and Evaporator | 1.32 |  | Mike Turner | Mike Turner | 1 Good | 2 Good | 1 Dedicated to particular experiment | 0 | EPS | Chemistry | 547118 |  | 1d3 | 1. Process Equipment – Physical | D. Controlled Environment | 3. Glove Box | n |  |  | Data confirmed as part of data cleanse exercise (March 2015). Asset not physically verified. |  | R107869 | R107869 | 9011 | R107869 | 6520 | 9013 | 03 | 90000 | 90000 | 0 | 0 | 0 | 90000 | [12 empty] | 90000 | 90000 |  | 0 | [23 empty] | 90000 | 36 | 3 | Equipment acquired for specific research projects |  | N |  | N |  | N |  | N |  | N | Prior to FY1415=NOT required | 2
R0601 | 08-09 | 2009-08-01 | 2012-08-01 18:00 |  | Research | Research | Roper France |  | Laser Ablation System | Laser Ablation System | Paterson Institute | Paterson Building | Steven Bagley | Steven Bagley | 1 Good | 2 Good | 2 General purpose research | 0.3 | MHS | Paterson Institute | 551514 |  | 3d7 | 3. Materials Characterisation | D. Optical Microscopy | 7. Fluorescence | y |  |  |  |  | R108032 | R108032 | 9011 | R108032 | 6520 | 9013 | 31 | 41679 | 41679 | 0 | 0 | 0 | 41679 | [12 empty] | 41679 | 41679 |  | 0 | [23 empty] | 41679 | 36 | 3 | Equipment acquired for specific research projects |  | N |  | N |  | N |  | N |  | N | Prior to FY1415=NOT required | 2
R0602 | 08-09 | 2009-07-01 | 2012-07-01 18:00 |  | Research | Research | Instron |  | Instron Testing System | Instron Testing System | North West Composite Centre |  | Paul Hogg | Simon Barns |  |  |  | 0 | EPS | Materials |  |  | 3K1 | 3. Materials Characterisation | K. Mechanical Properties | 1. Tensometer | [5 empty] | R108616 | R108616 | 9011 | R108616 | 6520 | 9013 | 03 | 28750 | 28750 | 0 | 0 | 0 | 28750 | [12 empty] | 28750 | 28750 |  | 0 | [23 empty] | 28750 | 36 | 3 | Equipment acquired for specific research projects |  | N |  | N |  | N |  | N |  | N | Prior to FY1415=NOT required | 7
R0603 | 08-09 | 2009-10-01 | 2012-10-01 18:00 |  | Research | Research | Microsense | Model 10 VSM Mkll | Model 10 VSM Mkll | Model 10 VSM Mkll | IT Building IT103 | IT Building | Thomas Thomson | Thomas Thomson | 1 Good | 1 State of art | 2 General purpose research | 0.1 | EPS | Computer Science | 507503 | [6 empty] | Yes | 2016-07-01 | confirmed by Phill McDonald with signed verification form | as per FY1516 YrEnd Verification & Impairments Exercise in Jul'16 | R107512 | R107512 | 9011 | R107512 | 6520 | 9013 | 01 | 179012.35 | 179012.35 | 0 | 0 | 0 | 179012.35 | [12 empty] | 179012.35 | 179012.35 |  | 0 | [23 empty] | 179012.35 | 36 | 3 | Equipment acquired for specific research projects |  | N |  | N |  | N |  | N |  | Y | Prior to FY1415=NOT required | 5
R0604 | 08-09 | 2009-08-01 | 2012-08-01 18:00 |  | Research | Research |  |  | Dasgip Parallel Shaking flask | Dasgip Parallel Shaking flask | Michael Smith Building B1056 | Michael Smith Building | Chris Grant | Chris Grant | 1 Good | 1 State of art | 1 Dedicated to particular experiment | 0 | FLS | Life Sciences | 508663 |  | 2a3 | 2. Process Equipment – Biological | A. Growth and Manipulation | 3. Cell Culture | y |  |  | Verified as part of data cleanse exercise (March 2015) |  | R107717 | R107717 | 9011 | R107717 | 6520 | 9013 | 01 | 56772.89 | 56772.89 | 0 | 0 | 0 | 56772.89 | [12 empty] | 56772.89 | 56772.89 |  | 0 | [23 empty] | 56772.89 | 36 | 3 | Equipment acquired for specific research projects |  | N |  | N |  | N |  | N |  | N | Prior to FY1415=NOT required | 3
R0605 | 08-09 | 2009-08-01 | 2012-08-01 18:00 |  | Research | Research | Celltherm |  | Celltherm Controlled Temp Rooms with CLF plant climatics | Incubated rooms for culture of fly drosophila fly stocks | Michael Smith Building rooms B.4206 &B.4207 | Michael Smith Building | Sanjai Patel | Sanjai Patel | 1 Good | 2 Good | 1 Dedicated to particular experiment | 0 | FLS | Life Sciences | 471231 | Drosophila Fly Facility | 6d4 | 6. Infrastructure | D. Laboratory | 4. Vacuum | [5 empty] | R108097 | R108097 | 9011 | R108097 | 6520 | 9013 | 31 | 51830 | 51830 | 0 | 0 | 0 | 51830 | [12 empty] | 51830 | 51830 |  | 0 | [23 empty] | 51830 | 36 | 3 | Equipment acquired for specific research projects |  | N |  | N |  | N |  | N |  | N | Prior to FY1415=NOT required | 1
R0606 | 08-09 | 2009-08-01 | 2012-08-01 18:00 |  | Research | Research | Dionex |  | Liquid Chromatography System | Liquid Chromatography System | Paterson Institute - MBCF | Paterson Building | Duncan Smith | Duncan Smith | 1 Good | 2 Good | 2 General purpose research | 0.1 | MHS | Paterson Institute | 553964 |  | 3l5 | 3. Materials Characterisation | L. Chemical Analysis | 5. Chromatography | y |  |  |  |  | R108032 | R108032 | 9011 | R108032 | 6520 | 9013 | 31 | 41995 | 41995 | 0 | 0 | 0 | 41995 | [12 empty] | 41995 | 41995 |  | 0 | [23 empty] | 41995 | 36 | 3 | Equipment acquired for specific research projects |  | N |  | N |  | N |  | N |  | N | Prior to FY1415=NOT required | 2
R0607 | 08-09 | 2009-12-01 | 2012-12-01 18:00 |  | Research | Research |  |  | Light-tight cabinets | Light-tight cabinets | AV HILL BUILDING - 3rd FLOOR | A V Hill Building | Maria Canal | Maria Canal | 1 Good | 1 State of art | 1 Dedicated to particular experiment | 0 | FLS | Life Sciences | 531893 |  | 6d4 | 6. Infrastructure | D. Laboratory | 4. Vacuum | y |  |  |  |  | R105811 | R105811 | 9011 | R105811 | 6520 | 9013 | 01 | 26468.95 | 26468.95 | 0 | 0 | 0 | 26468.95 | [12 empty] | 26468.95 | 26468.95 |  | 0 | [23 empty] | 26468.95 | 36 | 3 | Equipment acquired for specific research projects |  | N |  | N |  | N |  | N |  | N | Prior to FY1415=NOT required | 3 | 27.01.16: Consolidated multiple lines due to FAR cleanse exercise
R0608 | 09-10 | 2009-10-01 | 2012-10-01 18:00 |  | Research | Research | Waters | 2D nanoAQUITY | 2D nanoAQUITY | 2D nanoAQUITY quotation no.25067913 | WMIC S04/05 | Wolfson Molecular Imaging Centre | Andrew Williamson | Tony Whetton | 1 Good | 1 State of art | 1 Dedicated to particular experiment | 0 | MHS | Cancer & Enabling Sciences | 550198 | WMIC/PICR | 3b3 | 3. Materials Characterisation | B. Spectrometry | 3. Mass Spectrometry | y |  |  |  |  | R109975 | R109975 | 9011 | R109975 | 6520 | 9013 | 31 | 50535.74 | 50535.74 | 0 | 0 | 0 | 50535.74 | [12 empty] | 50535.74 | 50535.74 |  | 0 | [23 empty] | 50535.74 | 36 | 3 | Equipment acquired for specific research projects |  | N |  | N |  | N |  | N |  | N | Prior to FY1415=NOT required | 0
R0609 | 09-10 | 2009-08-01 | 2012-08-01 18:00 |  | Research | Research | Photron | Fastcam SA 1.1 | Photron Fastcam | Photron Fastcam SA1.1 Model 675K M1(High Speed Video Camera) | Material Science Building | Materials Science Building | XIAOGANG CHEN | XIAOGANG CHEN |  |  |  | 0 | EPS | Materials | 566929 |  | 4C1 | 4. Sample Measurement/Analysis | C. Motion | 1. High Speed Video | y |  |  |  |  | R107499 | R107499 | 9011 | R107499 | 6520 | 9013 | 01 | 49910 | 49910 | 0 | 0 | 0 | 49910 | [12 empty] | 49910 | 49910 |  | 0 | [23 empty] | 49910 | 36 | 3 | Equipment acquired for specific research projects |  | N |  | N |  | N |  | N |  | N | Prior to FY1415=NOT required | 4
R0610 | 09-10 | 2010-01-01 | 2013-01-01 18:00 |  | Research | Research |  |  | Composite Ply Cutter | Composite Ply Cutter and associated software and maintenance package | Northwest Composites Centre; Paper Science Building; Sackville Street, Manchester | Paper Science Building | Paul Hogg | Andrew Walker |  |  |  | 0 | EPS | Materials | 567218 | [5 empty] | n |  |  |  |  | R108616 | R108616 | 9011 | R108616 | 6520 | 9013 | 03 | 91431.44 | 91431.44 | 0 | 0 | 0 | 91431.44 | [12 empty] | 91431.44 | 91431.44 |  | 0 | [23 empty] | 91431.44 | 36 | 3 | Equipment acquired for specific research projects |  | N |  | N |  | N |  | N |  | N | Prior to FY1415=NOT required | 10
R0611 | 09-10 | 2010-01-01 | 2013-01-01 18:00 |  | Research | Research |  | IFB-DWJ | Abrasivejet Shapecutting System | Flow Waterjet and Abrasivejet Shapecutting System | Northwest Composites Centre; Paper Science Building; Sackville Street, Manchester | Paper Science Building | Paul Hogg | Andrew Walker |  |  |  | 0 | EPS | Materials | 568093 |  | 6C9 | 6. Infrastructure | C. Workshop | 9. Other Cutting | n |  |  |  |  | R108616 | R108616 | 9011 | R108616 | 6520 | 9013 | 03 | 103725 | 103725 | 0 | 0 | 0 | 103725 | [12 empty] | 103725 | 103725 |  | 0 | [23 empty] | 103725 | 36 | 3 | Equipment acquired for specific research projects |  | N |  | N |  | N |  | N |  | N | Prior to FY1415=NOT required | 5
R0612 | 09-10 | 2009-10-01 | 2012-10-01 18:00 |  | Research | Research | Ruskinn | Sci-tive | SCI-TIVE SYSTEM | SCI-TIVE SYSTEM SCI-001N/SP WITH VACUUM LINE CONNECTION PORT |  |  | Hannah Harrison | Goran Landberg | 1 Good | 1 State of art | 1 Dedicated to particular experiment | 0 | MHS | Cancer & Enabling Sciences | 526592 | Breakthrough in Breast Cancer | 2a3 | 2. Process Equipment – Biological | A. Growth and Manipulation | 3. Cell Culture | y |  |  |  |  | R104463 | R104463 | 9011 | R104463 | 6520 | 9013 | 31 | 25000 | 25000 | 0 | 0 | 0 | 25000 | [12 empty] | 25000 | 25000 |  | 0 | [23 empty] | 25000 | 36 | 3 | Equipment acquired for specific research projects |  | N |  | N |  | N |  | N |  | N | Prior to FY1415=NOT required | 2
R0613 | 09-10 | 2009-08-01 | 2012-08-01 18:00 |  | Research | Research | Beckman Coulter |  | Beckman Elutriation System | Beckman Elutriation System | MICHAEL SMITH C.4223 | Michael Smith Building | Janni Petersen | Janni Petersen | 1 Good | 1 State of art | 1 Dedicated to particular experiment | 0 | FLS | Life Sciences | 556912 |  | 3l1 | 3. Materials Characterisation | L. Chemical Analysis | 1. Gas Analysis | y |  |  |  |  | R110345 | R110345 | 9011 | R110345 | 6520 | 9013 | 31 | 49850 | 49850 | 0 | 0 | 0 | 49850 | [12 empty] | 49850 | 49850 |  | 0 | [23 empty] | 49850 | 36 | 3 | Equipment acquired for specific research projects |  | N |  | N |  | N |  | N |  | N | Prior to FY1415=NOT required | 2
R0614 | 09-10 | 2009-08-01 | 2012-08-01 18:00 |  | Research | Research | Photometrics | Evolve 512 | Evolve 512 Camera | Evolve 512 Camera & Accessories | Alan Turing Building | Alan Turing Building | Derren Heyes | Derren Heyes | 1 Good | 1 State of art | 2 General purpose research | 0.2 | FLS | Life Sciences | 542748 |  | 3d3 | 3. Materials Characterisation | D. Optical Microscopy | 3. Transmission | y |  |  |  |  | R106511 | R106511 | 9011 | R106511 | 6520 | 9013 | 01 | 30753.25 | 30753.25 | 0 | 0 | 0 | 30753.25 | [12 empty] | 30753.25 | 30753.25 |  | 0 | [23 empty] | 30753.25 | 36 | 3 | Equipment acquired for specific research projects |  | N |  | N |  | N |  | N |  | N | Prior to FY1415=NOT required | 1
R0615 | 09-10 | 2009-09-01 | 2012-09-01 18:00 |  | Research | Research | Beckman Coulter | Biomek | Hybrid Liquid Handling System | Biomek FXp 96 ChannelSpan 8 Hybrid Liquid Handling System | MIB | MIB Building | Hans Westerhoff | Hans Westerhoff | 1 Good | 2 Good | 2 General purpose research | 0.1 | EPS | Chemistry | 506651 |  | 1h1 | 1. Process Equipment – Physical | H. Sample Manipulation | 1. Robot | n |  |  | Data confirmed as part of data cleanse exercise (March 2015). Asset not physically verified. |  | R012755 | R012755 | 9011 | R012755 | 6520 | 9013 | 01 | 150040 | 150040 | 0 | 0 | 0 | 150040 | [12 empty] | 150040 | 150040 |  | 0 | [23 empty] | 150040 | 36 | 3 | Equipment acquired for specific research projects |  | N |  | N |  | N |  | N |  | N | Prior to FY1415=NOT required | 1
R0616 | 09-10 | 2009-09-01 | 2012-09-01 18:00 |  | Research | Research | BD Biosciences | Accuri C6 | C6 Flow Cytometer | C6 Flow Cytometer®, CFlow® Plus Software and Workstation CAT nos. SY-01, CP-158, CF-20, SC-15 | MIB | MIB Building | Ardeshir Bayat | Ardeshir Bayat |  |  |  | 0 | MHS | Translational Medicine | 582843 |  | 2a1 | 2. Process Equipment – Biological | A. Growth and Manipulation | 1. Bacteriology | y |  |  |  |  | R111182 | R111182 | 9011 | R111182 | 6520 | 9013 | 04 | 30000 | 30000 | 0 | 0 | 0 | 30000 | [12 empty] | 30000 | 30000 |  | 0 | [23 empty] | 30000 | 36 | 3 | Equipment acquired for specific research projects |  | N |  | N |  | N |  | N |  | N | Prior to FY1415=NOT required | 4
R0617 | 09-10 | 2009-09-01 | 2012-09-01 18:00 |  | Research | Research |  |  | Fermenters in chemostat setup | Two fermenters in chemostat setup | MIB | MIB Building | Hans Westerhoff | Hans Westerhoff | 1 Good | 2 Good | 2 General purpose research | 0.1 | EPS | Chemistry | 520828 |  | 2a4 | 2. Process Equipment – Biological | A. Growth and Manipulation | 4. Fermentology | n |  |  | Data confirmed as part of data cleanse exercise (March 2015). Asset not physically verified. |  | R012755 | R012755 | 9011 | R012755 | 6520 | 9013 | 01 | 26981.5 | 26981.5 | 0 | 0 | 0 | 26981.5 | [12 empty] | 26981.5 | 26981.5 |  | 0 | [23 empty] | 26981.5 | 36 | 3 | Equipment acquired for specific research projects |  | N |  | N |  | N |  | N |  | N | Prior to FY1415=NOT required | 3
R0618 | 09-10 | 2009-10-01 | 2012-10-01 18:00 |  | Research | Research | Bruker | NanoScope V | NanoScope V Control Station | Upgrade to NanoScope V Control Station | MIB | MIB Building | Lu Shin Wong | Lu Shin Wong | 1 Good | 2 Good | 2 General purpose research | 0.1 | EPS | Chemistry | 584569 |  | 3f1 | 3. Materials Characterisation | F. Surface Probe Microscopy | 1. Atomic Force | n |  |  | Data confirmed as part of data cleanse exercise (March 2015). Asset not physically verified. |  | R105777 | R105777 | 9011 | R105777 | 6520 | 9013 | 01 | 43700 | 43700 | 0 | 0 | 0 | 43700 | [12 empty] | 43700 | 43700 |  | 0 | [23 empty] | 43700 | 36 | 3 | Equipment acquired for specific research projects |  | N |  | N |  | N |  | N |  | N | Prior to FY1415=NOT required | 1
R0619 | 09-10 | 2009-10-01 | 2012-10-01 18:00 |  | Research | Research | Applied Biosystems | SOLiD 4 | SOLiD 4.0 GENOME SEQUENCER SYSTEM | SOLiD 4.0 GENOME SEQUENCER SYSTEM (was damaged in a flood and replaced by insurance for £155k) | Michael Smith Building Rm B4072 | Michael Smith Building | Andy Hayes | Andy Hayes | 3 Poor - Inoperable | 1 State of art | 4 Not used in past year | 0 | FLS | Life Sciences | 591840 |  | 4f3 | 4. Sample Measurement/Analysis | F. Proteins/Nucleic Acids | 3. Sequencers | y |  |  | Verified as part of data cleanse exercise (March 2015) |  | R110925 | R110925 | 9011 | R110925 | 6520 | 9013 | 31 | 253365.95 | 253365.95 | 0 | 0 | 0 | 253365.95 | [12 empty] | 253365.95 | 253365.95 |  | 0 | [23 empty] | 253365.95 | 36 | 3 | Equipment acquired for specific research projects |  | N |  | N |  | N |  | N |  | N | Prior to FY1415=NOT required | 1
R0619 | 09-10 | 2009-10-01 | 2012-10-01 18:00 |  | Part Funded | Other | Applied Biosystems | SOLiD 4 | SOLiD 4.0 GENOME SEQUENCER SYSTEM | SOLiD 4.0 GENOME SEQUENCER SYSTEM (was damaged in a flood and replaced by insurance for £155k) | Michael Smith Building Rm B4072 | Michael Smith Building | Andy Hayes | Andy Hayes | 3 Poor - Inoperable | 1 State of art | 4 Not used in past year | 0 | FLS | Life Sciences | 591840 |  | 4f3 | 4. Sample Measurement/Analysis | F. Proteins/Nucleic Acids | 3. Sequencers | y |  |  | Verified as part of data cleanse exercise (March 2015) |  | AD01970 | AD01970 | 9011 | AA00158 | 6521 | 9013 | 26 | 125000 | 125000 | 0 | 0 | 0 | 125000 | [12 empty] | 125000 | 125000 |  | 0 | [23 empty] | 125000 | 36 | 3 | Equipment acquired for specific research projects |  | N |  | N |  | N |  | N |  | N | Prior to FY1415=NOT required | 1
R0620 | 09-10 | 2009-10-01 | 2012-10-01 18:00 |  | Research | Research |  |  | Linux 5 Server | Brocade 300 FCB/Linux 5 Server/Poweredge R710 Rack Chassis/Smart Value AX4-5f | MIB | MIB Building | Hans Westerhoff | Hans Westerhoff | 1 Good | 2 Good | 2 General purpose research | 0.1 | EPS | Chemistry | 571009 | [5 empty] | n |  |  | Data confirmed as part of data cleanse exercise (March 2015). Asset not physically verified. |  | R012755 | R012755 | 9011 | R012755 | 6520 | 9013 | 01 | 42882.61 | 42882.61 | 0 | 0 | 0 | 42882.61 | [12 empty] | 42882.61 | 42882.61 |  | 0 | [23 empty] | 42882.61 | 36 | 3 | Equipment acquired for specific research projects |  | N |  | N |  | N |  | N |  | N | Prior to FY1415=NOT required | 7
R0621 | 09-10 | 2009-10-01 | 2012-10-01 18:00 |  | Research | Research | Ultrafast Systems | Helios | Ultrafast Systems Helios VIS pump-probe transient absorption spectrometer | Ultrafast Systems Helios VIS pump-probe transient absorption spectrometer and Eos Multi channel pump-probe transient absorption spectrometer | Alan Turing Building | Alan Turing Building | Derren Heyes | Derren Heyes | 1 Good | 1 State of art | 2 General purpose research | 0.2 | FLS | Life Sciences | 515062 |  | 3b1 | 3. Materials Characterisation | B. Spectrometry | 1. Spectrophotometry | y |  |  |  |  | R104553 | R104553 | 9011 | R104553 | 6520 | 9013 | 01 | 90308.16 | 90308.16 | 0 | 0 | 0 | 90308.16 | [12 empty] | 90308.16 | 90308.16 |  | 0 | [23 empty] | 90308.16 | 36 | 3 | Equipment acquired for specific research projects |  | N |  | N |  | N |  | N |  | N | Prior to FY1415=NOT required | 1
R0622 | 09-10 | 2009-10-01 | 2012-10-01 18:00 |  | Research | Research |  |  | CIMS unit. | Measures polution at very low levels | Simon Building 1.05 | Simon Building | Carl Percival | Carl Percival | 1 Good | 2 Good | 1 Dedicated to particular experiment | 0 | EPS | SEAES | 604280 |  | 3B3 | 3. Materials Characterisation | B. Spectrometry | 3. Mass Spectrometry | n | yes | 2016-07-01 | Confirmed by Vikki Fellows with signed verification form | as per FY1516 YrEnd Verification & Impairments Exercise in Jul'16 | R103822 | R103822 | 9011 | R103822 | 6520 | 9013 | 01 | 81576.31 | 81576.31 | 0 | 0 | 0 | 81576.31 | [12 empty] | 81576.31 | 81576.31 |  | 0 | [23 empty] | 81576.31 | 36 | 3 | Equipment acquired for specific research projects |  | N |  | N |  | N |  | N |  | Y | Prior to FY1415=NOT required | 3
R0623 | 09-10 | 2010-01-01 | 2013-01-01 |  | Research | Research |  |  | Composite Testing Fixtures | Composite Testing Fixtures | [7 empty] | 0 | EPS | Materials | 580969 | [5 empty] | n |  |  |  |  | R108616 | R108616 | 9011 | R108616 | 6520 | 9013 | 03 | 84629.04 | 84629.04 | 0 | 0 | 0 | 84629.04 | [12 empty] | 84629.04 | 84629.04 |  | 0 | [23 empty] | 84629.04 | 36 | 3 | Equipment acquired for specific research projects |  | N |  | N |  | N |  | N |  | N | Prior to FY1415=NOT required | 14 | 27.01.16: Consolidated multiple lines due to FAR cleanse exercise
R0624 | 09-10 | 2009-11-01 | 2012-11-01 18:00 |  | Research | Research | Waters | XevoTQ/Nacquity | Waters XevoTQ/nAcquity hplc | Waters XevoTQ/nAcquity hplc | MIB building | MIB Building | Paul Sims | Paul Sims | 1 Good | 2 Good | 1 Dedicated to particular experiment | 0 | EPS | Chemistry | 573188 | Mass Spechttp://www.mib.ac.uk/research/facilities/massspectometry/ | 3L5 | 3. Materials Characterisation | L. Chemical Analysis | 5. Chromatography | n |  |  | Data confirmed as part of data cleanse exercise (March 2015). Asset not physically verified. |  | R107717 | R107717 | 9011 | R107717 | 6520 | 9013 | 01 | 318408.36 | 318408.36 | 0 | 0 | 0 | 318408.36 | [12 empty] | 318408.36 | 318408.36 |  | 0 | [23 empty] | 318408.36 | 36 | 3 | Equipment acquired for specific research projects |  | N |  | N |  | N |  | N |  | N | Prior to FY1415=NOT required | 0 | 27.01.16: Consolidated multiple lines due to FAR cleanse exercise
R0625 | 09-10 | 2010-04-01 | 2013-04-01 18:00 |  | Research | Research | Thermofisher | LTQ Orbitrap XL | LTQ Orbitrap XL Basic System | LTQ Orbitrap XL Basic System | WMIC S04/05 | Wolfson Molecular Imaging Centre | Andrew Williamson | Tony Whetton | 1 Good | 1 State of art | 2 General purpose research | 0 | MHS | Cancer & Enabling Sciences | 589953 | WMIC/PICR | 3b3 | 3. Materials Characterisation | B. Spectrometry | 3. Mass Spectrometry | y |  |  |  |  | R109975 | R109975 | 9011 | R109975 | 6520 | 9013 | 31 | 324715 | 324715 | 0 | 0 | 0 | 324715 | [12 empty] | 324715 | 324715 |  | 0 | [23 empty] | 324715 | 36 | 3 | Equipment acquired for specific research projects |  | N |  | N |  | N |  | N |  | N | Prior to FY1415=NOT required | 0
R0626 | 09-10 | 2009-12-01 | 2012-12-01 18:00 |  | Research | Research | Thermo | LTQ Velos | LTQ Velos Mass Spectrometer | LTQ Velos Mass Spectrometer | Michael Smith Building B.2071 | Michael Smith Building | David Knight | David Knight | 3 Poor - Inoperable | 1 State of art | 2 General purpose research | 0 | FLS | Life Sciences | 600703 |  | 3b3 | 3. Materials Characterisation | B. Spectrometry | 3. Mass Spectrometry | y | yes | 2015-05-26 | Sasha Windelinckx | verified during the interim yr-end FY1415 | R011878 | R011878 | 9011 | R011878 | 6520 | 9013 | 31 | 128000 | 128000 | 0 | 0 | 0 | 128000 | [12 empty] | 128000 | 128000 |  | 0 | [23 empty] | 128000 | 36 | 3 | Equipment acquired for specific research projects |  | N |  | N |  | N |  | N |  | Y |  | 1
R0627 | 09-10 | 2009-11-01 | 2012-11-01 18:00 |  | Research | Research | Olympus | BX51 WI | Olympus BX51 WI | Microscope and Imaging System for 3D images of tissue samples | Ground floor EPHYS lab (G.006) Av Hill Building | A V Hill Building | Richard Baines | Richard Baines | 1 Good | 1 State of art | 2 General purpose research | 0 | FLS | Life Sciences | 585255 | no | 3d1 | 3. Materials Characterisation | D. Optical Microscopy | 1. Confocal | y |  |  |  |  | R111212 | R111212 | 9011 | R111212 | 6520 | 9013 | 31 | 50540.98 | 50540.98 | 0 | 0 | 0 | 50540.98 | [12 empty] | 50540.98 | 50540.98 |  | 0 | [23 empty] | 50540.98 | 36 | 3 | Equipment acquired for specific research projects |  | N |  | N |  | N |  | N |  | N | Prior to FY1415=NOT required | 0
R0628 | 09-10 | 2009-12-01 | 2012-12-01 18:00 |  | Research | Research |  |  | SKADS Aperture Array Measurements | SKADS Aperture Array Measurements |  |  | Peter Wilkinson |  | 1 Good | 2 Good |  |  | EPS | Physics | 529049 | [5 empty] | n |  |  | Data confirmed as part of data cleanse exercise (March 2015). Asset not physically verified. |  | R100441 | R100441 | 9011 | R100441 | 6520 | 9013 | 01 | 40250 | 40250 | 0 | 0 | 0 | 40250 | [12 empty] | 40250 | 40250 |  | 0 | [23 empty] | 40250 | 36 | 3 | Equipment acquired for specific research projects |  | N |  | N |  | N |  | N |  | N | Prior to FY1415=NOT required | 12
R0629 | 09-10 | 2009-11-01 | 2012-11-01 18:00 |  | Research | Research |  |  | Single Kernel Characterisation System | Single Kernel Characterisation System |  |  | Grant Campbell | Grant Campbell |  |  |  | 0 | EPS | CEAS | 542667 | [5 empty] | n |  |  | Verified as part of data cleanse exercise (March 2015) |  | R101140 | R101140 | 9011 | R101140 | 6520 | 9013 | 01 | 17299.74 | 17299.74 | 0 | 0 | 0 | 17299.74 | [12 empty] | 17299.74 | 17299.74 |  | 0 | [23 empty] | 17299.74 | 36 | 3 | Equipment acquired for specific research projects |  | N |  | N |  | N |  | N |  | N | Prior to FY1415=NOT required | 12
R0629 | 09-10 | 2009-11-01 | 2012-11-01 18:00 |  | Research | Research |  |  | Single Kernel Characterisation System | Single Kernel Characterisation System |  |  | Grant Campbell | Grant Campbell |  |  |  | 0 | EPS | CEAS | 542667 | [5 empty] | n |  |  | Verified as part of data cleanse exercise (March 2015) |  | R105695 | R105695 | 9011 | R105695 | 6520 | 9013 | 03 | 19349.57 | 19349.57 | 0 | 0 | 0 | 19349.57 | [12 empty] | 19349.57 | 19349.57 |  | 0 | [23 empty] | 19349.57 | 36 | 3 | Equipment acquired for specific research projects |  | N |  | N |  | N |  | N |  | N | Prior to FY1415=NOT required | 12
R0631 | 09-10 | 2009-12-01 | 2012-12-01 18:00 |  | Research | Research | Waters | Autopurify | Waters Autopurify LCMS System | Waters Autopurify LCMS System | Paterson Institute | Paterson Building | Donald Ogilvie | James Hitchin | 1 Good | 2 Good | 2 General purpose research | 0.2 | MHS | Paterson Institute | 617245 |  | 3b3 | 3. Materials Characterisation | B. Spectrometry | 3. Mass Spectrometry | y |  |  |  |  | R110235 | R110235 | 9011 | R110235 | 6520 | 9013 | 31 | 60000 | 60000 | 0 | 0 | 0 | 60000 | [12 empty] | 60000 | 60000 |  | 0 | [23 empty] | 60000 | 36 | 3 | Equipment acquired for specific research projects |  | N |  | N |  | N |  | N |  | N | Prior to FY1415=NOT required | 1
R0632 | 09-10 | 2009-12-01 | 2012-12-01 18:00 |  | Research | Research |  |  | Square Kilometre Array | Square Kilometre Array |  |  | Peter Wilkinson |  | 1 Good | 2 Good |  |  | EPS | Physics | 348881 | [5 empty] | n |  |  | Data confirmed as part of data cleanse exercise (March 2015). Asset not physically verified. |  | R100441 | R100441 | 9011 | R100441 | 6520 | 9013 | 01 | 45736.65 | 45736.65 | 0 | 0 | 0 | 45736.65 | [12 empty] | 45736.65 | 45736.65 |  | 0 | [23 empty] | 45736.65 | 36 | 3 | Equipment acquired for specific research projects |  | N |  | N |  | N |  | N |  | N | Prior to FY1415=NOT required | 12
R0633 | 09-10 | 2010-03-01 | 2013-03-01 |  | Research | Research |  |  | Glovebox + accessoirs | Glovebox + accessoirs |  |  | David Collison |  | 1 Good | 2 Good | 2 General purpose research | 0 | EPS | Chemistry | 587614 | [5 empty] | n |  |  |  |  | R111013 | R111013 | 9011 | R111013 | 6520 | 9013 | 01 | 36878.59 | 36878.59 | 0 | 0 | 0 | 36878.59 | [12 empty] | 36878.59 | 36878.59 |  | 0 | [23 empty] | 36878.59 | 36 | 3 | Equipment acquired for specific research projects |  | N |  | N |  | N |  | N |  | N | Prior to FY1415=NOT required | 10
R0634 | 09-10 | 2009-12-01 | 2012-12-01 18:00 |  | Research | Research | Leica | MZ10 | Leica Flouresent Microscope | MZ10 Fluerecent Microscope | Michael Smith Building rooms B.4206 &B.4207 | Michael Smith Building | Sanjai Patel | Sanjai Patel | 1 Good | 2 Good | 2 General purpose research | 0.4 | FLS | Life Sciences | 572794 | Drosophila Fly Facility | 3d7 | 3. Materials Characterisation | D. Optical Microscopy | 7. Fluorescence | y |  |  |  |  | R108097 | R108097 | 9011 | R108097 | 6520 | 9013 | 31 | 30730.82 | 30730.82 | 0 | 0 | 0 | 30730.82 | [12 empty] | 30730.82 | 30730.82 |  | 0 | [23 empty] | 30730.82 | 36 | 3 | Equipment acquired for specific research projects |  | N |  | N |  | N |  | N |  | N | Prior to FY1415=NOT required | 0
R0635 | 09-10 | 2010-03-01 | 2013-03-01 18:00 |  | Research | Research |  |  | Thermoclave | Thermoclave | Paper Science Building | Paper Science Building | Simon Barns | Simon Barns |  |  |  | 0 | EPS | Materials | 615191 |  | 2D1 | 2. Process Equipment – Biological | D. Sterilisation | 1. Autoclave | n |  |  |  |  | R108616 | R108616 | 9011 | R108616 | 6520 | 9013 | 03 | 150475 | 150475 | 0 | 0 | 0 | 150475 | [12 empty] | 150475 | 150475 |  | 0 | [23 empty] | 150475 | 36 | 3 | Equipment acquired for specific research projects |  | N |  | N |  | N |  | N |  | N | Prior to FY1415=NOT required | 6
R0636 | 09-10 | 2009-12-01 | 2012-12-01 18:00 |  | Research | Research |  |  | Large field X-ray tomographic imaging | Large field X-ray tomographic imaging | Material Science Building | Materials Science Building | Garry harrison | Garry harrison |  |  |  | 0 | EPS | Materials | 624341 |  | 3C2 | 3. Materials Characterisation | C. Imaging | 2. X-ray | y | yes | 2015-07-01 | PAUL JORDAN/JOHN GOODIER | as per Jun'15 verification exercise for FY14-15 YrEnd | R107443 | R107443 | 9011 | R107443 | 6520 | 9013 | 01 | 96905.56 | 96905.56 | 0 | 0 | 0 | 96905.56 | [12 empty] | 96905.56 | 96905.56 |  | 0 | [23 empty] | 96905.56 | 36 | 3 | Equipment acquired for specific research projects |  | N |  | N |  | N |  | N |  | Y |  | 6
R0638 | 09-10 | 2009-12-01 | 2012-12-01 18:00 |  | Research | Research | Waters | nanoACQUITY | nanoACQUITY UPLC system | nanoACQUITY UPLC system | MIB Building LG0.46 | MIB Building | Paul Sims | Paul Sims | 1 Good | 1 State of art | 1 Dedicated to particular experiment | 0 | FLS | MIB | 609446 | Mass Spechttp://www.mib.ac.uk/research/facilities/massspectometry/ | 3L5 | 3. Materials Characterisation | L. Chemical Analysis | 5. Chromatography | n | yes | Jul'15 | Sophie Chetham | confirmed by email on 21.07.15 | R107717 | R107717 | 9011 | R107717 | 6520 | 9013 | 01 | 21035.24 | 21035.24 | 0 | 0 | 0 | 21035.24 | [12 empty] | 21035.24 | 21035.24 |  | 0 | [23 empty] | 21035.24 | 36 | 3 | Equipment acquired for specific research projects |  | N |  | N |  | N |  | N |  | Y |  | 0
R0638 | 09-10 | 2009-12-01 | 2012-12-01 18:00 |  | Research | Research | Waters | nanoACQUITY | nanoACQUITY UPLC system | nanoACQUITY UPLC system | MIB Building LG0.46 | MIB Building | Paul Sims | Paul Sims | 1 Good | 1 State of art | 1 Dedicated to particular experiment | 0 | FLS | MIB | 609446 | Mass Spechttp://www.mib.ac.uk/research/facilities/massspectometry/ | 3L5 | 3. Materials Characterisation | L. Chemical Analysis | 5. Chromatography | n | yes | Jul'15 | Sophie Chetham | confirmed by email on 21.07.15 | R108332 | R108332 | 9011 | R108332 | 6520 | 9013 | 01 | 4934.19 | 4934.19 | 0 | 0 | 0 | 4934.19 | [12 empty] | 4934.19 | 4934.19 |  | 0 | [23 empty] | 4934.19 | 36 | 3 | Equipment acquired for specific research projects |  | N |  | N |  | N |  | N |  | Y |  | 0
R0639 | 09-10 | 2010-04-01 | 2013-04-01 18:00 |  | Research | Research | DMT |  | Air quality characterisation system. | Air quality characterisation system. | Simon Building 1.05 | Simon Building | James Allan | Hugh Coe | 1 Good | 2 Good | 2 General purpose research | 0 | EPS | SEAES | 604285 |  | 3M1 | 3. Materials Characterisation | M. Physical Properties | 1. Particle Size Analysis | n | yes | 2016-07-01 | Confirmed by Vikki Fellows with signed verification form | as per FY1516 YrEnd Verification & Impairments Exercise in Jul'16 | R107934 | R107934 | 9011 | R107934 | 6520 | 9013 | 04 | 31508.87 | 31508.87 | 0 | 0 | 0 | 31508.87 | [12 empty] | 31508.87 | 31508.87 |  | 0 | [23 empty] | 31508.87 | 36 | 3 | Equipment acquired for specific research projects |  | N |  | N |  | N |  | N |  | Y | Prior to FY1415=NOT required | 2
R0640 | 09-10 | 2009-12-01 | 2012-12-01 18:00 |  | Research | Research | Roche | xCELLigence SP | xCELLigence SP Instrument | xCELLigence SP Instrument | MIB | MIB Building | [5 empty] | 0 | MHS | Translational Medicine | 581585 |  | 2e4 | 2. Process Equipment – Biological | E. Characterisation | 4. Cell Counters | y |  |  |  |  | R111182 | R111182 | 9011 | R111182 | 6520 | 9013 | 04 | 29900 | 29900 | 0 | 0 | 0 | 29900 | [12 empty] | 29900 | 29900 |  | 0 | [23 empty] | 29900 | 36 | 3 | Equipment acquired for specific research projects |  | N |  | N |  | N |  | N |  | N | Prior to FY1415=NOT required | 6
R0641 | 09-10 | 2009-12-01 | 2012-12-01 18:00 |  | Research | Research | Cellomics |  | Multimode Microplate reader | Multimode Microplate reader | Paterson Institute | Paterson Building | Donald Ogilvie | Graeme Thompson | 1 Good | 1 State of art | 2 General purpose research | 0 | MHS | Paterson Institute | 624935 |  | 3d7 | 3. Materials Characterisation | D. Optical Microscopy | 7. Fluorescence | y |  |  |  |  | R110235 | R110235 | 9011 | R110235 | 6520 | 9013 | 31 | 29650 | 29650 | 0 | 0 | 0 | 29650 | [12 empty] | 29650 | 29650 |  | 0 | [23 empty] | 29650 | 36 | 3 | Equipment acquired for specific research projects |  | N |  | N |  | N |  | N |  | N | Prior to FY1415=NOT required | 2
R0642 | 09-10 | 2011-06-01 | 2014-06-01 18:00 |  | Research | Research |  |  | Freeze quench instrument for EPR spec | Freeze quench instrument for EPR spec | MIB LG 035 | MIB Building | Derren Heyes | Derren Heyes | 1 Good | 1 State of art | 2 General purpose research | 0.5 | FLS | Life Sciences | 595365 |  | 3a5 | 3. Materials Characterisation | A. Spectroscopy | 5. EPR | y | yes | Jul'15 | Sophie Chetham | confirmed by email on 21.07.15 | R111181 | R111181 | 9011 | R111181 | 6520 | 9013 | 01 | 25000 | 25000 | 0 | 0 | 0 | 25000 | [12 empty] | 25000 | 25000 |  | 0 | [23 empty] | 25000 | 36 | 3 | Equipment acquired for specific research projects |  | N |  | N |  | N |  | N |  | Y |  | 3
R0643 | 09-10 | 2010-07-01 | 2013-07-01 18:00 |  | Part Funded | Other | TAP Biosystems | Sonata | Sonata Robotic Cell Culture System | Sonata Robotic Cell Culture System | Michael Smith Building B1068 | Michael Smith Building | Alan Dickson | Alan Dickson | 1 Good | 1 State of art | 1 Dedicated to particular experiment | 0.1 | FLS | Life Sciences | 622267 |  | 2a3 | 2. Process Equipment – Biological | A. Growth and Manipulation | 3. Cell Culture | y |  |  | Verified as part of data cleanse exercise (March 2015) |  | P111499 | P111499 | 9011 | P111499 | 6521 | 9013 | 05 & 25 | 1120900.05 | 1120900.05 | 0 | 0 | 0 | 1120900.05 | [12 empty] | 1120900.05 | 1120900.05 |  | 0 | [23 empty] | 1120900.05 | 36 | 3 | Equipment acquired for specific research projects |  | N |  | N |  | N |  | N |  | N | Prior to FY1415=NOT required | 1 | 27.01.16: Consolidated multiple lines due to FAR cleanse exercise
R0644 | 09-10 | 2010-07-01 | 2013-07-01 18:00 |  | Part Funded | Other | Thermo |  | Thermo Fisher High Throughput Microscopy System | Thermo Fisher High Throughput Microscopy System | Michael Smith Building B1068 | Michael Smith Building | Alan Dickson | Alan Dickson | 1 Good | 1 State of art | 1 Dedicated to particular experiment | 0.1 | FLS | Life Sciences | 622291 |  | 3d3 | 3. Materials Characterisation | D. Optical Microscopy | 3. Transmission | y |  |  | Verified as part of data cleanse exercise (March 2015) |  | P111499 | P111499 | 9011 | P111499 | 6521 | 9013 | 25 & 05 | 1140281 | 1140281 | 0 | 0 | 0 | 1140281 | [12 empty] | 1140281 | 1140281 |  | 0 | [23 empty] | 1140281 | 36 | 3 | Equipment acquired for specific research projects |  | N |  | N |  | N |  | N |  | N | Prior to FY1415=NOT required | 2 | 27.01.16: Consolidated multiple lines due to FAR cleanse exercise
R0644 | 09-10 | 2010-07-01 | 2013-07-01 18:00 |  | Part Funded | University Funded | Thermo |  | Thermo Fisher High Throughput Microscopy System | Thermo Fisher High Throughput Microscopy System | Michael Smith Building B1068 | Michael Smith Building | Alan Dickson | Alan Dickson | 1 Good | 1 State of art | 1 Dedicated to particular experiment | 0.1 | FLS | Life Sciences | 622291 |  | 3d3 | 3. Materials Characterisation | D. Optical Microscopy | 3. Transmission | y |  |  | Verified as part of data cleanse exercise (March 2015) |  | AA09816 | AA09816 | 9011 | AA00158 | 6522 | 9013 | 00 | 23108.83 | 23108.83 | 0 | 0 | 0 | 23108.83 | [12 empty] | 23108.83 | 23108.83 |  | 0 | [23 empty] | 23108.83 | 36 | 3 | Equipment acquired for specific research projects |  | N |  | N |  | N |  | N |  | N | Prior to FY1415=NOT required | 2 | 27.01.16: Consolidated multiple lines due to FAR cleanse exercise
R0645 | 09-10 | 2010-03-01 | 2013-03-01 18:00 |  | Research | Research | Applied Biosystems | SOLiD 3 | Solid 3 System | Solid 3 System | Paterson Institute | Paterson Building | Stuart Pepper | StuartPepper | 1 Good | 4 No longer adequate | 1 Dedicated to particular experiment | 0.1 | MHS | Paterson Institute | 631292 |  | 4f3 | 4. Sample Measurement/Analysis | F. Proteins/Nucleic Acids | 3. Sequencers | y | In Progress of disposal | Jul'15 |  | as per return of Jun'15 verification exercise, this is in progress of disposal. Disposal form is expected from MHS. | R108032 | R108032 | 9011 | R108032 | 6520 | 9013 | 31 | 328998.95 | 328998.95 | 0 | 0 | 0 | 328998.95 | [12 empty] | 328998.95 | 328998.95 |  | 0 | [23 empty] | 328998.95 | 36 | 3 | Equipment acquired for specific research projects |  | N |  | N |  | N |  | N |  | Y |  | 1
R0646 | 09-10 | 2010-03-01 | 2013-03-01 18:00 |  | Research | Research | Bio-Rad Laboratories Ltd. | Proteon XPR36 | Bio-Rad Proteon XPR36 | Bio-Rad Proteon XPR36 | Michael SmIth Building D.3510 | Michael Smith Building | Thomas Jowitt | Thomas Jowitt | 1 Good | 1 State of art | 2 General purpose research | 0 | FLS | Life Sciences | 615336 | Biomolecular Analysis Facility | 4f1 | 4. Sample Measurement/Analysis | F. Proteins/Nucleic Acids | 1. Arrays | y | yes | 2015-05-26 | Sophie Chetham | verified during the interim yr-end FY1415 | R011878 | R011878 | 9011 | R011878 | 6520 | 9013 | 31 | 144950 | 144950 | 0 | 0 | 0 | 144950 | [12 empty] | 144950 | 144950 |  | 0 | [23 empty] | 144950 | 36 | 3 | Equipment acquired for specific research projects |  | N |  | N |  | N |  | N |  | Y |  | 0
R0647 | 09-10 | 2010-03-01 | 2013-03-01 18:00 |  | Research | Research | BD |  | Workstation Upgrade | Workstation Upgrade | Paterson Institute | Paterson Building | Morgan Blaylock | Jeff Barry | 1 Good | 2 Good | 2 General purpose research | 0.2 | MHS | Paterson Institute | 618818 |  | 2e6 | 2. Process Equipment – Biological | E. Characterisation | 6. Analysers | y |  |  |  |  | R108032 | R108032 | 9011 | R108032 | 6520 | 9013 | 31 | 40000 | 40000 | 0 | 0 | 0 | 40000 | [12 empty] | 40000 | 40000 |  | 0 | [23 empty] | 40000 | 36 | 3 | Equipment acquired for specific research projects |  | N |  | N |  | N |  | N |  | N | Prior to FY1415=NOT required | 2
R0648 | 09-10 | 2010-10-01 | 2013-10-01 18:00 |  | Research | Research |  |  | Strain Guage Calibration System | Strain Guage Calibration System | [7 empty] | 0 | EPS | Materials | 584307 | [5 empty] | y |  |  |  |  | R108157 | R108157 | 9011 | R108157 | 6520 | 9013 | 01 | 76315.95 | 76315.95 | 0 | 0 | 0 | 76315.95 | [12 empty] | 76315.95 | 76315.95 |  | 0 | [23 empty] | 76315.95 | 36 | 3 | Equipment acquired for specific research projects |  | N |  | N |  | N |  | N |  | N | Prior to FY1415=NOT required | 14 | 27.01.16: Consolidated multiple lines due to FAR cleanse exercise
R0649 | 09-10 | 2010-03-01 | 2013-03-01 18:00 |  | Research | Research | Advanced Furnace Technology Ltd |  | ZrC CVD upgrade | ZrC CVD upgrade | MSB, F17 | [6 empty] | 0 | EPS | Materials | 640376 | [5 empty] | y | yes | 2015-07-01 | PAUL JORDAN/JOHN GOODIER | as per Jun'15 verification exercise for FY14-15 YrEnd | R111649 | R111649 | 9011 | R111649 | 6520 | 9013 | 03 | 123821.5 | 123821.5 | 0 | 0 | 0 | 123821.5 | [12 empty] | 123821.5 | 123821.5 |  | 0 | [23 empty] | 123821.5 | 36 | 3 | Equipment acquired for specific research projects |  | N |  | N |  | N |  | N |  | Y |  | 12
R0650 | 09-10 | 2010-02-01 | 2013-02-01 18:00 |  | Research | Research |  |  | Giant cluster ion source | Development of giant cluster ion source and ion column for testing on J105 | Lower Ground floor MIB Building | MIB Building | Grant Campbell | Grant Campbell |  |  |  | 0 | EPS | CEAS | [6 empty] | n |  |  | Verified as part of data cleanse exercise (March 2015) |  | R012652 | R012652 | 9011 | R012652 | 6520 | 9013 | 01 | 70500 | 70500 | 0 | 0 | 0 | 70500 | [12 empty] | 70500 | 70500 |  | 0 | [23 empty] | 70500 | 36 | 3 | Equipment acquired for specific research projects |  | N |  | N |  | N |  | N |  | N | Prior to FY1415=NOT required | 11
R0651a | 09-10 | 2010-03-01 | 2013-03-01 |  | Research | Research | Delong America | LVEM5 | LVEM5 microscope | LVEM5 microscope | PSI 2.308 | Alan Turing Building | Mike Turner | Mike Turner | 1 Good | 2 Good | 1 Dedicated to particular experiment | 0 | EPS | Chemistry | 636009 |  | 3e1 | 3. Materials Characterisation | E. Electron/Ion Microscopy | 1. Scanning | n |  |  | Data confirmed as part of data cleanse exercise (March 2015). Asset not physically verified. |  | R107869 | R107869 | 9011 | R107869 | 6520 | 9013 | 03 | 114229.41 | 114229.41 | 0 | 0 | 0 | 114229.41 | [12 empty] | 114229.41 | 114229.41 |  | 0 | [23 empty] | 114229.41 | 36 | 3 | Equipment acquired for specific research projects |  | N |  | N |  | N |  | N |  | N | Prior to FY1415=NOT required | 1
R0651b | 09-10 | 2010-03-01 | 2013-03-01 18:00 |  | Research | Research | HAAKE | MARS 3 | Rotational Rheometer- Haake MARS III with Oven | Rotational Rheometer- Haake MARS III with Oven | Northwest Composites Centre, Sackville Street | Sackville Street Building | Simon Barns | Simon Barns |  |  |  | 0 | EPS | Materials | 563476 |  | 3K2 | 3. Materials Characterisation | K. Mechanical Properties | 2. Rheometer | n |  |  |  |  | R108616 | R108616 | 9011 | R108616 | 6520 | 9013 | 03 | 33950.3 | 33950.3 | 0 | 0 | 0 | 33950.3 | [12 empty] | 33950.3 | 33950.3 |  | 0 | [23 empty] | 33950.3 | 36 | 3 | Equipment acquired for specific research projects |  | N |  | N |  | N |  | N |  | N | Prior to FY1415=NOT required | 4
R0652 | 09-10 | 2010-03-01 | 2013-03-01 18:00 |  | Research | Research |  | Jade | Thermal Analysis Suite, DSC, DMA, TGA and TGA/FTIR Interface | Thermal Analysis Suite, DSC, DMA, TGA and TGA/FTIR Interface | Northwest Composites Centre, Sackville Street, M1 3BB | Sackville Street Building | Simon Barns | Simon Barns |  |  |  | 0 | EPS | Materials | 563466 |  | 3M3 | 3. Materials Characterisation | M. Physical Properties | 3. Thermal | n |  |  |  |  | R108616 | R108616 | 9011 | R108616 | 6520 | 9013 | 03 | 75078.36 | 75078.36 | 0 | 0 | 0 | 75078.36 | [12 empty] | 75078.36 | 75078.36 |  | 0 | [23 empty] | 75078.36 | 36 | 3 | Equipment acquired for specific research projects |  | N |  | N |  | N |  | N |  | N | Prior to FY1415=NOT required | 5
R0653 | 09-10 | 2010-02-01 | 2013-02-01 18:00 |  | Research | Research | Olympus Keymed |  | Olympus Keymed | Olympus Keymed | Northwest Composites Centre, Sackville Street, M1 3BB | Sackville Street Building | Simon Barns | Simon Barns |  |  |  | 0 | EPS | Materials | 625403 | [5 empty] | n |  |  |  |  | R108616 | R108616 | 9011 | R108616 | 6520 | 9013 | 03 | 41333.61 | 41333.61 | 0 | 0 | 0 | 41333.61 | [12 empty] | 41333.61 | 41333.61 |  | 0 | [23 empty] | 41333.61 | 36 | 3 | Equipment acquired for specific research projects |  | N |  | N |  | N |  | N |  | N | Prior to FY1415=NOT required | 9
R0654 | 09-10 | 2010-03-01 | 2013-03-01 18:00 |  | Research | Research |  |  | HPLC and GC systems | HPLC and GC systems | [7 empty] | 0 | EPS | Materials | 625519 |  | 3L5 | 3. Materials Characterisation | L. Chemical Analysis | 5. Chromatography | y |  |  |  |  | R111029 | R111029 | 9011 | R111029 | 6520 | 9013 | 01 | 25466.49 | 25466.49 | 0 | 0 | 0 | 25466.49 | [12 empty] | 25466.49 | 25466.49 |  | 0 | [23 empty] | 25466.49 | 36 | 3 | Equipment acquired for specific research projects |  | N |  | N |  | N |  | N |  | N | Prior to FY1415=NOT required | 10
R0655 | 09-10 | 2010-02-01 | 2013-02-01 18:00 |  | Research | Research | Waters |  | LC-MS | LC-MS | Paterson Institute | Paterson Building | Donald Ogilvie | James Hitchin | 1 Good | 1 State of art | 2 General purpose research | 0 | MHS | Paterson Institute | 626904 |  | 3b3 | 3. Materials Characterisation | B. Spectrometry | 3. Mass Spectrometry | y |  |  |  |  | R110235 | R110235 | 9011 | R110235 | 6520 | 9013 | 31 | 64300 | 64300 | 0 | 0 | 0 | 64300 | [12 empty] | 64300 | 64300 |  | 0 | [23 empty] | 64300 | 36 | 3 | Equipment acquired for specific research projects |  | N |  | N |  | N |  | N |  | N | Prior to FY1415=NOT required | 2
R0656 | 09-10 | 2010-02-01 | 2013-02-01 18:00 |  | Research | Research | Applied Biosystems |  | Quantitative Real Time PCR system | Quantitative Real Time PCR system | Paterson Institute | Paterson Building | Stuart Pepper | StuartPepper | 1 Good | 1 State of art | 2 General purpose research | 0.1 | MHS | Paterson Institute | 631720 |  | 4f2 | 4. Sample Measurement/Analysis | F. Proteins/Nucleic Acids | 2. PCR | y |  |  |  |  | R108032 | R108032 | 9011 | R108032 | 6520 | 9013 | 31 | 36711.69 | 36711.69 | 0 | 0 | 0 | 36711.69 | [12 empty] | 36711.69 | 36711.69 |  | 0 | [23 empty] | 36711.69 | 36 | 3 | Equipment acquired for specific research projects |  | N |  | N |  | N |  | N |  | N | Prior to FY1415=NOT required | 2
R0657 | 09-10 | 2010-03-01 | 2013-03-01 |  | Research | Research |  | Daedalus | Daedalus | Daedalus | MIB | MIB Building | Jonathan Waltho | Jonathan Waltho | 1 Good | 1 State of art | 1 Dedicated to particular experiment | 0.5 | FLS | Life Sciences | 627989 |  | 3a3 | 3. Materials Characterisation | A. Spectroscopy | 3. Nuclear Magnetic Resonance | n | yes | Jul'15 | Sophie Chetham | confirmed by email on 21.07.15 | R111158 | R111158 | 9011 | R111158 | 6520 | 9013 | 01 | 0 | 0 | 0 | 0 | 0 | 0 | [12 empty] | 0 | 0 |  | 0 | [23 empty] | 0 | 36 | 3 | Equipment acquired for specific research projects |  | N |  | N |  | N |  | N |  | Y |  | 2
R0658 | 09-10 | 2010-03-01 | 2013-03-01 18:00 |  | Research | Research | L O T - Oriel Ltd |  | Nano test | Nano test | Materials Science Building, A26 | Materials Science Building | Andrew Forrest | Brian Derby |  |  |  | 0 | EPS | Materials | 640055 | [5 empty] | y | yes | 2015-07-01 | PAUL JORDAN/JOHN GOODIER | as per Jun'15 verification exercise for FY14-15 YrEnd | R111649 | R111649 | 9011 | R111649 | 6520 | 9013 | 03 | 161738.75 | 161738.75 | 0 | 0 | 0 | 161738.75 | [12 empty] | 161738.75 | 161738.75 |  | 0 | [23 empty] | 161738.75 | 36 | 3 | Equipment acquired for specific research projects |  | N |  | N |  | N |  | N |  | Y |  | 9
R0659 | 09-10 | 2010-03-01 | 2013-03-01 18:00 |  | Research | Research | Gatan | 691 | Gatan Precision Etching Coating System (PECS) | Gatan Precision Etching Coating System (PECS) | Materials Science Building | Materials Science Building | Michael Faulkner | Grace Burke |  |  |  | 0 | EPS | Materials | 634708 |  | 3E5 | 3. Materials Characterisation | E. Electron/Ion Microscopy | 5. Sample Manipulation | y | yes | 2015-07-01 | PAUL JORDAN/JOHN GOODIER | as per Jun'15 verification exercise for FY14-15 YrEnd | R013289 | R013289 | 9011 | R013289 | 6520 | 9013 | 01 | 58750 | 58750 | 0 | 0 | 0 | 58750 | [12 empty] | 58750 | 58750 |  | 0 | [23 empty] | 58750 | 36 | 3 | Equipment acquired for specific research projects |  | N |  | N |  | N |  | N |  | Y |  | 4
R0660 | 09-10 | 2010-03-01 | 2013-03-01 18:00 |  | Research | Research | FEI | Quanta 250 FEG | Quanta 250FEG SEM | Quanta 250FEG SEM | School of Materials Corrosion | Materials Science Building | Teuro Hashimoto |  |  |  |  | 0 | EPS | Materials | 651561 |  | 3E1 | 3. Materials Characterisation | E. Electron/Ion Microscopy | 1. Scanning | y | yes | 2015-07-01 | PAUL JORDAN/JOHN GOODIER | as per Jun'15 verification exercise for FY14-15 YrEnd | R013289 | R013289 | 9011 | R013289 | 6520 | 9013 | 01 | 220841.25 | 220841.25 | 0 | 0 | 0 | 220841.25 | [12 empty] | 220841.25 | 220841.25 |  | 0 | [23 empty] | 220841.25 | 36 | 3 | Equipment acquired for specific research projects |  | N |  | N |  | N |  | N |  | Y |  | 5
R0661 | 09-10 | 2010-04-01 | 2013-04-01 18:00 |  | Research | Research | Serco Ltd |  | Single Perpetual License for the Code Suite | Single Perpetual License for the Code Suite | Roscoe Building | Roscoe Building | [5 empty] | 0 | EPS | MACE | 664508 | [5 empty] | y |  |  | Data confirmed as part of data cleanse exercise (March 2015). Asset not physically verified. |  | R111649 | R111649 | 9011 | R111649 | 6520 | 9013 | 03 | 87646.78 | 87646.78 | 0 | 0 | 0 | 87646.78 | [12 empty] | 87646.78 | 87646.78 |  | 0 | [23 empty] | 87646.78 | 36 | 3 | Equipment acquired for specific research projects |  | N |  | N |  | N |  | N |  | N | Prior to FY1415=NOT required | 11
R0662 | 09-10 | 2013-07-01 | 2013-07-01 |  | Research | Research | Dantec Dynamics Ltd |  | 3D High Rep PIV System Laser | 3D High Rep PIV System Laser | George Begg Building | George Begg Building | Dennis Cooper | Dennis Cooper | 1 Good | 1 State of art | 1 Dedicated to particular experiment | 0 | EPS | MACE | 667230 | [5 empty] | y | yes | 2015-07-01 | Verified by Dennis Cooper |  | R111649 | R111649 | 9011 | R111649 | 6520 | 9013 | 03 | 169984.67 | 169984.67 | 0 | 0 | 0 | 169984.67 | [12 empty] | 169984.67 | 169984.67 |  | 0 | [23 empty] | 169984.67 | 1 | 0 | Does not match Policy. Check | Commissioning date was later than the grant end date (Per the 408 PA project end date report); thus end date entered = commissioning date. Thus asset is fully written down in line with the end of the grant. | N |  | Y | Commissioning date was later than the grant end date (Per the 408 PA project end date report); thus end date entered = commissioning date. Thus asset is fully written down in line with the end of the grant. | N |  | N |  | Y |  | 6
R0663 | 09-10 | 2010-03-01 | 2013-03-01 18:00 |  | Research | Research |  | SC200B | Ultra-high resolution 3D Data System | Ultra-high resolution 3D Data System | School of Materials Corrosion | Materials Science Building | Teuro Hashimoto | George Thompson | 1 Good | 1 State of art | 1 Dedicated to particular experiment | 0 | EPS | Materials | 651564 | Electron Opticalhttp://www.materials.manchester.ac.uk/research/facilities/electronmicroscopy/ |  |  |  |  | y | yes | 2015-07-01 | PAUL JORDAN/JOHN GOODIER | as per Jun'15 verification exercise for FY14-15 YrEnd | R013289 | R013289 | 9011 | R013289 | 6520 | 9013 | 03 | 361900 | 361900 | 0 | 0 | 0 | 361900 | [12 empty] | 361900 | 361900 |  | 0 | [23 empty] | 361900 | 36 | 3 | Equipment acquired for specific research projects |  | N |  | N |  | N |  | N |  | Y |  | 5
R0665 | 09-10 | 2010-04-01 | 2013-04-01 |  | Research | Research | Gatan | Orius SC200B | Orius SC200B Camera for CM30 | Orius SC200B Camera for CM30 |  |  | Michael Faulkner | faulkner |  |  |  | 0 | EPS | Materials | 645950 |  | 3E3 | 3. Materials Characterisation | E. Electron/Ion Microscopy | 3. Transmission | y |  |  |  |  | R107869 | R107869 | 9011 | R107869 | 6520 | 9013 | 03 | 48175 | 48175 | 0 | 0 | 0 | 48175 | [12 empty] | 48175 | 48175 |  | 0 | [23 empty] | 48175 | 36 | 3 | Equipment acquired for specific research projects |  | N |  | N |  | N |  | N |  | N | Prior to FY1415=NOT required | 6
R0666 | 09-10 | 2010-04-01 | 2013-04-01 18:00 |  | Research | Research | Advanced Energy |  | Advanced Energy Magnetron Sputtering System | Advanced Energy Magnetron Sputtering System |  |  | Hong Liu | Hong Liu |  |  |  | 0 | EPS | Materials | 651575 |  | 1A3 | 1. Process Equipment – Physical | A. Thin Film Deposition | 3. Sputterer | y |  |  |  |  | R013289 | R013289 | 9011 | R013289 | 6520 | 9013 | 01 | 201536 | 201536 | 0 | 0 | 0 | 201536 | [12 empty] | 201536 | 201536 |  | 0 | [23 empty] | 201536 | 36 | 3 | Equipment acquired for specific research projects |  | N |  | N |  | N |  | N |  | N | Prior to FY1415=NOT required | 7
R0667 | 09-10 | 2010-03-01 | 2013-03-01 18:00 |  | Research | Research |  |  | SMX 3 Axis Control | SMX 3 Axis Control | Paper Science Building | Paper Science Building | Payam Jamshidi | Payam Jamshidi |  |  |  | 0 | EPS | Materials | 611655 |  | 6C1 | 6. Infrastructure | C. Workshop | 1. CNC Machines | n |  |  |  |  | R108616 | R108616 | 9011 | R108616 | 6520 | 9013 | 03 | 29357.37 | 29357.37 | 0 | 0 | 0 | 29357.37 | [12 empty] | 29357.37 | 29357.37 |  | 0 | [23 empty] | 29357.37 | 36 | 3 | Equipment acquired for specific research projects |  | N |  | N |  | N |  | N |  | N | Prior to FY1415=NOT required | 6
R0668 | 09-10 | 2010-04-01 | 2013-04-01 18:00 |  | Research | Research | FEI | Quanta 3D FEG | Quanta 3D FEG Dual Beam | Quanta 3D FEG Dual Beam | School Of Materials Corrosion And Protection Centre, A34 | Materials Science Building | Michael Preuss | Michael Preuss |  |  |  | 0 | EPS | Materials | 666558 | [5 empty] | y |  |  | Data confirmed as part of data cleanse exercise (March 2015). Asset not physically verified. |  | R111649 | R111649 | 9011 | R111649 | 6520 | 9013 | 03 | 576943.8 | 576943.8 | 0 | 0 | 0 | 576943.8 | [12 empty] | 576943.8 | 576943.8 |  | 0 | [23 empty] | 576943.8 | 36 | 3 | Equipment acquired for specific research projects |  | N |  | N |  | N |  | N |  | N | Prior to FY1415=NOT required | 8 | 27.01.16: Consolidated multiple lines due to FAR cleanse exercise. 23.06.16: School amended from MACE to Material as instructed by Alison Lawton via email.
R0669 | 09-10 | 2010-04-01 | 2013-04-01 18:00 |  | Research | Research | Thermosensorik |  | Thermosensorik IR camera system | Thermosensorik IR camera system | Materials A40 | Materials Science Building | David strong | Philip Prangnell |  |  |  | 0 | EPS | Materials | 619864 |  | 3C3 | 3. Materials Characterisation | C. Imaging | 3. Infra-Red | n | yes | 2015-07-01 | PAUL JORDAN/JOHN GOODIER | as per Jun'15 verification exercise for FY14-15 YrEnd | R108616 | R108616 | 9011 | R108616 | 6520 | 9013 | 03 | 116560 | 116560 | 0 | 0 | 0 | 116560 | [12 empty] | 116560 | 116560 |  | 0 | [23 empty] | 116560 | 36 | 3 | Equipment acquired for specific research projects |  | N |  | N |  | N |  | N |  | Y |  | 5
R0670 | 09-10 | 2010-03-01 | 2013-03-01 18:00 |  | Research | Research |  |  | Platen Press P300 P/M (Hotpress) | Platen Press P300 P/M (Hotpress) | Paper Science Building | Paper Science Building | Payam Jamshidi | Payam Jamshidi |  |  |  | 0 | EPS | Materials | 633665 | [5 empty] | n |  |  |  |  | R108616 | R108616 | 9011 | R108616 | 6520 | 9013 | 03 | 38102 | 38102 | 0 | 0 | 0 | 38102 | [12 empty] | 38102 | 38102 |  | 0 | [23 empty] | 38102 | 36 | 3 | Equipment acquired for specific research projects |  | N |  | N |  | N |  | N |  | N | Prior to FY1415=NOT required | 10
R0671 | 09-10 | 2013-07-01 | 2013-07-01 |  | Research | Research | T S I Instruments Ltd |  | FSA4000-2 Multibit Digital Burst Correlator | FSA4000-2 Multibit Digital Burst Correlator | George Begg Building | George Begg Building | Dennis Cooper | Dennis Cooper | 1 Good | 1 State of art | 1 Dedicated to particular experiment | 0 | EPS | MACE | 667217 | [5 empty] | y | yes | 2015-07-01 | Verified by Dennis Cooper |  | R111649 | R111649 | 9011 | R111649 | 6520 | 9013 | 03 | 120470.4 | 120470.4 | 0 | 0 | 0 | 120470.4 | [12 empty] | 120470.4 | 120470.4 |  | 0 | [23 empty] | 120470.4 | 1 | 0 | Does not match Policy. Check | Commissioning date was later than the grant end date (Per the 408 PA project end date report); thus end date entered = commissioning date. Thus asset is fully written down in line with the end of the grant. | N |  | Y | Commissioning date was later than the grant end date (Per the 408 PA project end date report); thus end date entered = commissioning date. Thus asset is fully written down in line with the end of the grant. | N |  | N |  | Y |  | 6
R0672 | 09-10 | 2010-03-01 | 2013-03-01 18:00 |  | Research | Research |  |  | Advanced Video Extensometer | Advanced Video Extensometer | Paper Science Building | Paper Science Building | Simon Barns | Simon Barns |  |  |  | 0 | EPS | Materials | 631921 |  | 3K1 | 3. Materials Characterisation | K. Mechanical Properties | 1. Tensometer | n |  |  |  |  | R108616 | R108616 | 9011 | R108616 | 6520 | 9013 | 03 | 32438.4 | 32438.4 | 0 | 0 | 0 | 32438.4 | [12 empty] | 32438.4 | 32438.4 |  | 0 | [23 empty] | 32438.4 | 36 | 3 | Equipment acquired for specific research projects |  | N |  | N |  | N |  | N |  | N | Prior to FY1415=NOT required | 6
R0673 | 09-10 | 2010-07-01 | 2013-07-01 18:00 |  | Research | Research | Bruker | Vertex 80 | Vertex 80 FTIR spectrometer | Vertex 80 FTIR spectrometer | D9 Sackville St Building | Sackville Street Building | Shubhasish Chakraborty | Shubhasish Chakraborty | 1 Good | 1 State of art | 1 Dedicated to particular experiment | 0 | EPS | EEE | 627523 |  | 3a2 | 3. Materials Characterisation | A. Spectroscopy | 2. Infra-Red | y |  |  | Asset verified by Subhasish Chakraborty - Please correct misspelt name |  | R109586 | R109586 | 9011 | R109586 | 6520 | 9013 | 01 | 58397.5 | 58397.5 | 0 | 0 | 0 | 58397.5 | [12 empty] | 58397.5 | 58397.5 |  | 0 | [23 empty] | 58397.5 | 36 | 3 | Equipment acquired for specific research projects |  | N |  | N |  | N |  | N |  | N | Prior to FY1415=NOT required | 1
R0674 | 09-10 | 2010-07-01 | 2013-07-01 18:00 |  | Research | Research | Labcyte |  | Acoustic Dispense System | Acoustic Dispense System | Paterson Institute | Paterson Building | Donald Ogilvie | Mark Cockerill | 1 Good | 1 State of art | 2 General purpose research | 0.1 | MHS | Paterson Institute | 671732 |  | 1h1 | 1. Process Equipment – Physical | H. Sample Manipulation | 1. Robot | y |  |  |  |  | R110235 | R110235 | 9011 | R110235 | 6520 | 9013 | 31 | 119905.4 | 119905.4 | 0 | 0 | 0 | 119905.4 | [12 empty] | 119905.4 | 119905.4 |  | 0 | [23 empty] | 119905.4 | 36 | 3 | Equipment acquired for specific research projects |  | N |  | N |  | N |  | N |  | N | Prior to FY1415=NOT required | 2
R0675 | 09-10 | 2010-07-01 | 2013-07-01 18:00 |  | Research | Research | GE Healthcare | AKTA | ATKA purifier and acessories | ATKA purifier and acessories | MIB Building 3rd floor | MIB Building | Derren Heyes | Derren Heyes | 1 Good | 2 Good | 2 General purpose research | 0 | FLS | Life Sciences | 631446 |  | 3l5 | 3. Materials Characterisation | L. Chemical Analysis | 5. Chromatography | y | yes | Jul'15 | Sophie Chetham | confirmed by email on 21.07.15 | R107342 | R107342 | 9011 | R107342 | 6520 | 9013 | 01 | 28687.78 | 28687.78 | 0 | 0 | 0 | 28687.78 | [12 empty] | 28687.78 | 28687.78 |  | 0 | [23 empty] | 28687.78 | 36 | 3 | Equipment acquired for specific research projects |  | N |  | N |  | N |  | N |  | Y |  | 1
R0676 | 09-10 | 2010-07-01 | 2013-07-01 18:00 |  | Research | Research | Leica |  | multiplane imaging and pmt system | Multiphoton confocal Microscope | Room 3.06J CTF | Core Technology Facility Building | David Eisner | David Eisner | 1 Good | 2 Good | 1 Dedicated to particular experiment | 0.1 | MHS | Biomedicine | 618622 |  | 3D1 | 3. Materials Characterisation | D. Optical Microscopy | 1. Confocal | y |  |  |  |  | R111417 | R111417 | 9011 | R111417 | 6520 | 9013 | 31 | 38844 | 38844 | 0 | 0 | 0 | 38844 | [12 empty] | 38844 | 38844 |  | 0 | [23 empty] | 38844 | 36 | 3 | Equipment acquired for specific research projects |  | N |  | N |  | N |  | N |  | N | Prior to FY1415=NOT required | 2
R0677 | 09-10 | 2010-04-01 | 2013-04-01 18:00 |  | Research | Research |  |  | Odyssey system | Odyssey system | [7 empty] | 0 | MHS | Cancer & Enabling Sciences | [6 empty] | y |  |  |  |  | R111856 | R111856 | 9011 | R111856 | 6520 | 9013 | 31 | 53930 | 53930 | 0 | 0 | 0 | 53930 | [12 empty] | 53930 | 53930 |  | 0 | [23 empty] | 53930 | 36 | 3 | Equipment acquired for specific research projects |  | N |  | N |  | N |  | N |  | N | Prior to FY1415=NOT required | 15
R0678 | 09-10 | 2010-04-01 | 2013-04-01 18:00 |  | Research | Research | Perkin Elmer |  | Perkin Elmer Confocal Microscope | Perkin Elmer Confocal Microscope live cell spinning disk | Michael Smith/Bioimaging D1518 | Michael Smith Building | Peter March | Peter March | 1 Good | 1 State of art | 1 Dedicated to particular experiment | 0.3 | FLS | Life Sciences | 678844 |  | 3d1 | 3. Materials Characterisation | D. Optical Microscopy | 1. Confocal | y |  |  | Verified as part of data cleanse exercise (March 2015) |  | R011878 | R011878 | 9011 | R011878 | 6520 | 9013 | 31 | 30000 | 30000 | 0 | 0 | 0 | 30000 | [12 empty] | 30000 | 30000 |  | 0 | [23 empty] | 30000 | 36 | 3 | Equipment acquired for specific research projects |  | N |  | N |  | N |  | N |  | N | Prior to FY1415=NOT required | 2
R0679 | 09-10 | 2010-10-01 | 2013-10-01 18:00 |  | Research | Research | Gatan | 3View | Gatan 3 View Imaging Systems | Gatan 3 View Imaging Systems | Michael Smith D1519 | Michael Smith Building | Toby Starborg | Toby Starborg | 1 Good | 1 State of art | 1 Dedicated to particular experiment | 0 | FLS | Life Sciences | 672984 |  | 3e3 | 3. Materials Characterisation | E. Electron/Ion Microscopy | 3. Transmission | y |  |  | Verified as part of data cleanse exercise (March 2015) |  | R111732 | R111732 | 9011 | R111732 | 6520 | 9013 | 31 | 155000 | 155000 | 0 | 0 | 0 | 155000 | [12 empty] | 155000 | 155000 |  | 0 | [23 empty] | 155000 | 36 | 3 | Equipment acquired for specific research projects |  | N |  | N |  | N |  | N |  | N | Prior to FY1415=NOT required | 1
R0680 | 09-10 | 2010-10-01 | 2013-10-01 18:00 |  | Research | Research | Airewell | RF45 | RF45 Temperature Control System | RF45 Temperature Control System | Paterson Institute | Paterson Building | Stephen Alcock | Stephen Alcock | 1 Good | 2 Good | 2 General purpose research | 0.4 | MHS | Paterson Institute | 668550 |  | 6d3 | 6. Infrastructure | D. Laboratory | 3. Controlled Environment | y |  |  |  |  | R108032 | R108032 | 9021 | R108032 | 6520 | 9023 | 31 | 66400.44 | 66400.44 | 0 | 0 | 0 | 66400.44 | [12 empty] | 66400.44 | 66400.44 |  | 0 | [23 empty] | 66400.44 | 36 | 3 | Equipment acquired for specific research projects |  | N |  | N |  | N |  | N |  | N | Prior to FY1415=NOT required | 1
R0681 | 09-10 | 2010-07-01 | 2013-07-01 18:00 |  | Research | Research | Farfield | Analight 4D | Analight 4D Interferometer | Farfield Analight 4D Dual polarisation interferometer | Michael Smith Building D3510 | Michael Smith Building | Martin Humphries | Martin Humphries | 1 Good | 1 State of art | 2 General purpose research | 0.4 | FLS | Life Sciences | 689709 |  | 2e6 | 2. Process Equipment – Biological | E. Characterisation | 6. Analysers | y |  |  |  |  | R111732 | R111732 | 9011 | R111732 | 6520 | 9013 | 31 | 125700 | 125700 | 0 | 0 | 0 | 125700 | [12 empty] | 125700 | 125700 |  | 0 | [23 empty] | 125700 | 36 | 3 | Equipment acquired for specific research projects |  | N |  | N |  | N |  | N |  | N | Prior to FY1415=NOT required | 1
R0681 | 09-10 | 2010-07-01 | 2013-07-01 18:00 |  | Research | Research | Farfield | Analight 4D | Analight 4D Interferometer | Farfield Analight 4D Dual polarisation interferometer | Michael Smith Building D3510 | Michael Smith Building | Martin Humphries | Martin Humphries | 1 Good | 1 State of art | 2 General purpose research | 0.4 | FLS | Life Sciences | 689709 |  | 2e6 | 2. Process Equipment – Biological | E. Characterisation | 6. Analysers | y |  |  |  |  | R011878 | R011878 | 9011 | R011878 | 6520 | 9013 | 31 | 29800 | 29800 | 0 | 0 | 0 | 29800 | [12 empty] | 29800 | 29800 |  | 0 | [23 empty] | 29800 | 36 | 3 | Equipment acquired for specific research projects |  | N |  | N |  | N |  | N |  | N | Prior to FY1415=NOT required | 1
R0682 | 09-10 | 2010-07-01 | 2013-07-01 18:00 |  | Research | Research |  |  | Multiangle Laser-Goniophotometer | Multiangle Laser-Goniophotometer | Sackville St Building Mez 5 | Sackville Street Building | [5 empty] | 0 | EPS | Materials | 684567 |  | 3B1 | 3. Materials Characterisation | B. Spectrometry | 1. Spectrophotometry | y |  |  |  |  | R111521 | R111521 | 9011 | R111521 | 6520 | 9013 | 42 | 14534.65 | 14534.65 | 0 | 0 | 0 | 14534.65 | [12 empty] | 14534.65 | 14534.65 |  | 0 | [23 empty] | 14534.65 | 36 | 3 | Equipment acquired for specific research projects |  | N |  | N |  | N |  | N |  | N | Prior to FY1415=NOT required | 8
R0682 | 09-10 | 2010-07-01 | 2013-07-01 18:00 |  | Part Funded | University Funded |  |  | Multiangle Laser-Goniophotometer | Multiangle Laser-Goniophotometer | Sackville St Building Mez 5 | Sackville Street Building | [5 empty] | 0 | EPS | Materials | 684567 |  | 3B1 | 3. Materials Characterisation | B. Spectrometry | 1. Spectrophotometry | y |  |  |  |  | AA01914 | AA01914 | 9011 | AA01910 | 6522 | 9013 | 00 | 15000 | 15000 | 0 | 0 | 0 | 15000 | [12 empty] | 15000 | 15000 |  | 0 | [23 empty] | 15000 | 36 | 3 | Equipment acquired for specific research projects |  | N |  | N |  | N |  | N |  | N | Prior to FY1415=NOT required | 8
R0683 | 09-10 | 2010-06-01 | 2013-06-01 18:00 |  | Research | Research |  |  | BRU Chiller | BRU Chiller | Paterson Institute | Paterson Building | Stephen Alcock | Stephen Alcock | 1 Good | 2 Good | 2 General purpose research | 0 | MHS | Paterson Institute | 645569 |  | 4b3 | 4. Sample Measurement/Analysis | B. Electronic | 3. RF | y |  |  |  |  | R108032 | R108032 | 9011 | R108032 | 6520 | 9013 | 31 | 52563.63 | 52563.63 | 0 | 0 | 0 | 52563.63 | [12 empty] | 52563.63 | 52563.63 |  | 0 | [23 empty] | 52563.63 | 36 | 3 | Equipment acquired for specific research projects |  | N |  | N |  | N |  | N |  | N | Prior to FY1415=NOT required | 3
R0684 | 09-10 | 2010-07-01 | 2013-07-01 18:00 |  | Research | Research | Thermo | 1405 TEOM | TEOM 1405-DF Dichotomos TEOM | TEOM 1405-DF Dichotomos TEOM | BT Tower London Room 1.05 |  | Paul Williams | Martin Gallagher | 3 Poor - Inoperable | 2 Good | 1 Dedicated to particular experiment | 0 | EPS | SEAES | 653759 |  | 3M1 | 3. Materials Characterisation | M. Physical Properties | 1. Particle Size Analysis | n | yes | 2016-07-01 | Confirmed by Vikki Fellows with signed verification form | as per FY1516 YrEnd Verification & Impairments Exercise in Jul'16 | R111713 | R111713 | 9011 | R111713 | 6520 | 9013 | 01 | 27420 | 27420 | 0 | 0 | 0 | 27420 | [12 empty] | 27420 | 27420 |  | 0 | [23 empty] | 27420 | 36 | 3 | Equipment acquired for specific research projects |  | N |  | N |  | N |  | N |  | Y | Prior to FY1415=NOT required | 2
R0685 | 09-10 | 2010-07-01 | 2013-07-01 18:00 |  | Research | Research | TSI | 3936 | 3936L75 Scanning Mobility Particle Sizer (SMPS) | 3936L75 Scanning Mobility Particle Sizer (SMPS) | BT Tower London Room 1.05 |  | Paul Williams | Martin Gallagher | 1 Good | 2 Good | 1 Dedicated to particular experiment | 0 | EPS | SEAES | 657657 |  | 3M1 | 3. Materials Characterisation | M. Physical Properties | 1. Particle Size Analysis | n | yes | 2016-07-01 | Confirmed by Vikki Fellows with signed verification form | as per FY1516 YrEnd Verification & Impairments Exercise in Jul'16 | R111713 | R111713 | 9011 | R111713 | 6520 | 9013 | 01 | 0 | 0 | 0 | 0 | 0 | 0 | [12 empty] | 0 | 0 |  | 0 | [23 empty] | 0 | 36 | 3 | Equipment acquired for specific research projects |  | N |  | N |  | N |  | N |  | Y | Prior to FY1415=NOT required | 2 | 27.01.16: Consolidated multiple lines due to FAR cleanse exercise
R0686 | 09-10 | 2010-06-01 | 2013-06-01 18:00 |  | Research | Research |  |  | Quantum Design Magnetometer | Quantum Design Magnetometer |  |  |  |  | 1 Good | 2 Good |  | 0 | EPS | Physics | 679170 | [9 empty] | Data confirmed as part of data cleanse exercise (March 2015). Asset not physically verified. | R107472 | R107472 | 9011 | R107472 | 6520 | 9013 | 01 | 267283.53 | 267283.53 | 0 | 0 | 0 | 267283.53 | [12 empty] | 267283.53 | 267283.53 |  | 0 | [23 empty] | 267283.53 | 36 | 3 | Equipment acquired for specific research projects |  | N |  | N |  | N |  | N |  | N | Prior to FY1415=NOT required | 12 | 27.01.16: Consolidated multiple lines due to FAR cleanse exercise
R0687 | 09-10 | 2010-06-01 | 2013-06-01 18:00 |  | Research | Research | Bruker |  | NMR System | NMR System | Paterson Institute | Paterson Building | Donald Ogilvie | Stephen Alcock | 1 Good | 2 Good | 2 General purpose research | 0.1 | MHS | Paterson Institute | 640487 |  | 3a3 | 3. Materials Characterisation | A. Spectroscopy | 3. Nuclear Magnetic Resonance | y |  |  |  |  | R108032 | R108032 | 9011 | R108032 | 6520 | 9013 | 31 | 83000 | 83000 | 0 | 0 | 0 | 83000 | [12 empty] | 83000 | 83000 |  | 0 | [23 empty] | 83000 | 36 | 3 | Equipment acquired for specific research projects |  | N |  | N |  | N |  | N |  | N | Prior to FY1415=NOT required | 2
R0688 | 09-10 | 2010-06-01 | 2013-06-01 18:00 |  | Research | Research |  |  | Camera System for Spinning disc confocal microscope | Camera System for Spinning disc confocal microscope | Michael Smith D1518 | Michael Smith Building | Peter March | Peter March | 1 Good | 1 State of art | 1 Dedicated to particular experiment | 0.3 | FLS | Life Sciences | 679048 |  | 3D1 | 3. Materials Characterisation | D. Optical Microscopy | 1. Confocal | y |  |  | Verified as part of data cleanse exercise (March 2015) |  | R011878 | R011878 | 9011 | R011878 | 6520 | 9013 | 31 | 30030 | 30030 | 0 | 0 | 0 | 30030 | [12 empty] | 30030 | 30030 |  | 0 | [23 empty] | 30030 | 36 | 3 | Equipment acquired for specific research projects |  | N |  | N |  | N |  | N |  | N | Prior to FY1415=NOT required | 3
R0689 | 09-10 | 2010-07-01 | 2013-07-01 18:00 |  | Research | Research |  |  | Scanning mobility prticle sizer | Scanning mobility prticle sizer | Simon Building, Room 2.05, 2.06, FAA aircraft Cranfield, Vierson Airbus Frankfurt - Chicago | Simon Building | James Dorsey | Martin Gallagher | 1 Good | 2 Good | 1 Dedicated to particular experiment | 0 | EPS | SEAES | 657657 |  | 3M1 | 3. Materials Characterisation | M. Physical Properties | 1. Particle Size Analysis | n | yes | 2016-07-01 | Confirmed by Vikki Fellows with signed verification form | as per FY1516 YrEnd Verification & Impairments Exercise in Jul'16 | R111713 | R111713 | 9011 | R111713 | 6520 | 9013 | 01 | 45475 | 45475 | 0 | 0 | 0 | 45475 | [12 empty] | 45475 | 45475 |  | 0 | [23 empty] | 45475 | 36 | 3 | Equipment acquired for specific research projects |  | N |  | N |  | N |  | N |  | Y | Prior to FY1415=NOT required | 3
R0690 | 09-10 | 2010-07-01 | 2013-07-01 18:00 |  | Research | Research |  |  | Aerodynamic particle sizer. | Aerodynamic particle sizer. | Cloud Physics Laboratory, Laser Safety laboratory, Spray laboratory. Simon Building 2.06, 2.07 & 2.08 | Simon Building | James Dorsey | Martin Gallagher | 1 Good | 2 Good | 2 General purpose research | 0 | EPS | SEAES | 657657 | FGAMhttp://www.ncas.ac.uk/fgam/ | 3M1 | 3. Materials Characterisation | M. Physical Properties | 1. Particle Size Analysis | n | yes | 2016-07-01 | Confirmed by Vikki Fellows with signed verification form | as per FY1516 YrEnd Verification & Impairments Exercise in Jul'16 | R111713 | R111713 | 9011 | R111713 | 6520 | 9013 | 01 | 30710 | 30710 | 0 | 0 | 0 | 30710 | [12 empty] | 30710 | 30710 |  | 0 | [23 empty] | 30710 | 36 | 3 | Equipment acquired for specific research projects |  | N |  | N |  | N |  | N |  | Y | Prior to FY1415=NOT required | 2
R0691 | 09-10 | 2010-07-01 | 2013-07-01 18:00 |  | Research | Research | FEI | Quanta 250 | FEI Quanta 250 ESEM Microscope | FEI Quanta 250 ESEM Microscope | Michael Smith Building | Michael Smith Building | Toby Starborg | Toby Starborg | 1 Good | 1 State of art | 1 Dedicated to particular experiment | 0 | FLS | Life Sciences | 672986 | Biomolecular Analysis Facility | 3d1 | 3. Materials Characterisation | D. Optical Microscopy | 1. Confocal | y |  |  |  |  | R111732 | R111732 | 9011 | R111732 | 6520 | 9013 | 31 | 155500 | 155500 | 0 | 0 | 0 | 155500 | [12 empty] | 155500 | 155500 |  | 0 | [23 empty] | 155500 | 36 | 3 | Equipment acquired for specific research projects |  | N |  | N |  | N |  | N |  | N | Prior to FY1415=NOT required | 0 | 27.01.16: Consolidated multiple lines due to FAR cleanse exercise
R0692 | 09-10 | 2010-10-01 | 2013-10-01 18:00 |  | Research | Research | Netzsch Geratebau GmbH |  | Laser Flash Apparatus | Laser Flash Apparatus | Pariser Building, J1 | Pariser Building | Marc Schmidt | Tim Abram | 1 Good | 2 Good | 2 General purpose research | 0 | EPS | MACE | 709972 | Yes part of Dalton Cumbria NFCE http://www.dalton.manchester.ac.uk/news-and-events/?archive=twelvemonths&id=11294 Also in alliance with NNL |  |  |  |  | y | yes | 2015-07-01 | Verified Marc Schmidt |  | R111649 | R111649 | 9011 | R111649 | 6520 | 9013 | 03 | 121025 | 121025 | 0 | 0 | 0 | 121025 | [12 empty] | 121025 | 121025 |  | 0 | [23 empty] | 121025 | 36 | 3 | Equipment acquired for specific research projects |  | N |  | N |  | N |  | N |  | Y |  | 5 | 27.01.16: Consolidated multiple lines due to FAR cleanse exercise
R0693 | 09-10 | 2011-01-01 | 2014-01-01 18:00 |  | Research | Research | AGS Noise Control |  | 10m De-mountable Acoustic Chamber with 100mm panels | 10m De-mountable Acoustic Chamber with 100mm panels | Ferranti Building | Ferranti Building | Simon Rowland | Simon Rowland | 1 Good | 2 Good | 1 Dedicated to particular experiment | 0 | EPS | EEE | 716461 |  | 4h3 | 4. Sample Measurement/Analysis | H. Acoustic | 3. Audio | y |  |  | Verified by Simon Rowland |  | R110853 | R110853 | 9011 | R110853 | 6520 | 9013 | 04 | 58106.5 | 58106.5 | 0 | 0 | 0 | 58106.5 | [12 empty] | 58106.5 | 58106.5 |  | 0 | [23 empty] | 58106.5 | 36 | 3 | Equipment acquired for specific research projects |  | N |  | N |  | N |  | N | NBV = 0 | N | Prior to FY1415=NOT required | 2 | 27.01.16: Consolidated multiple lines due to FAR cleanse exercise
R0694 | 10-11 | 2010-10-01 | 2013-10-01 |  | Research | Research | Viglen Ltd | H425T2i and HX425S-36i | H425T2i and HX425S-36i | They comprise large storage systems using RAID-6 disk arrays to provide fault-tolerant hosting of data, which can be accessed at high speed by our other machines. | Reynold House, Archway, Hulme, Manchester |  | Alessandra Forti | Alessandra Forti | 1 Good | 2 Good | 1 Dedicated to particular experiment | 0 | EPS | Physics | 698894 |  | 6A5 | 6. Infrastructure | A. IT | 5. Data Management | n |  |  | Data confirmed as part of data cleanse exercise (March 2015). Asset not physically verified. |  | R106664 | R106664 | 9011 | R106664 | 6520 | 9013 | 01 | 297200.68 | 297200.68 | 0 | 0 | 0 | 297200.68 | [12 empty] | 297200.68 | 297200.68 |  | 0 | [23 empty] | 297200.68 | 36 | 3 | Equipment acquired for specific research projects |  | N |  | N |  | N |  | N |  | N | Prior to FY1415=NOT required | 2 | 27.01.16: Consolidated multiple lines due to FAR cleanse exercise
R0694 | 10-11 | 2010-10-01 | 2013-10-01 18:00 |  | Research | Research | Viglen Ltd | H425T2i and HX425S-36i | H425T2i and HX425S-36i | They comprise large storage systems using RAID-6 disk arrays to provide fault-tolerant hosting of data, which can be accessed at high speed by our other machines. | Reynold House, Archway, Hulme, Manchester |  | Alessandra Forti | Alessandra Forti | 1 Good | 2 Good | 1 Dedicated to particular experiment | 0 | EPS | Physics | 698894 |  | 6A5 | 6. Infrastructure | A. IT | 5. Data Management | n |  |  | Data confirmed as part of data cleanse exercise (March 2015). Asset not physically verified. |  | R112041 | R112041 | 9011 | R112041 | 6520 | 9013 | 01 | 111962.95 | 111962.95 | 0 | 0 | 0 | 111962.95 | [12 empty] | 111962.95 | 111962.95 |  | 0 | [23 empty] | 111962.95 | 36 | 3 | Equipment acquired for specific research projects |  | N |  | N |  | N |  | N |  | N | Prior to FY1415=NOT required | 2 | 27.01.16: Consolidated multiple lines due to FAR cleanse exercise
R0695 | 10-11 | 2011-04-01 | 2014-04-01 18:00 |  | Research | Research |  |  | Electronic system | Electronic system | n/a |  | Charles Streuli |  | n/a | n/a | n/a | n/a | FLS | Life Sciences | 675192 |  | 3e1 | 3. Materials Characterisation | E. Electron/Ion Microscopy | 1. Scanning | n/a |  |  |  |  | R111732 | R111732 | 9011 | R111732 | 6520 | 9013 | 31 | 0 | 0 | 0 | 0 | 0 | 0 | [12 empty] | 0 | 0 |  | 0 | [23 empty] | 0 | 36 | 3 | Equipment acquired for specific research projects |  | N |  | N |  | N |  | N |  | N | Prior to FY1415=NOT required | 5
R0696 | 10-11 | 2010-09-01 | 2013-09-01 18:00 |  | Research | Research |  |  | Backscatter Cloud Probe | Backscatter Cloud Probe | Cloud Physics Laboratory, Laser Safety laboratory, Spray laboratory. Simon Building 2.06, 2.07 & 2.08 | Simon Building | James Dorsey | Martin Gallagher | 1 Good | 2 Good | 2 General purpose research | 0 | EPS | SEAES | 677743 | FGAMhttp://www.ncas.ac.uk/fgam/ | 4J7 | 4. Sample Measurement/Analysis | J. Field Deployable | 7. Weather | n | yes | 2016-07-01 | Confirmed by Vikki Fellows with signed verification form | as per FY1516 YrEnd Verification & Impairments Exercise in Jul'16 | R108072 | R108072 | 9011 | R108072 | 6520 | 9013 | 05 | 34686.46 | 34686.46 | 0 | 0 | 0 | 34686.46 | [12 empty] | 34686.46 | 34686.46 |  | 0 | [23 empty] | 34686.46 | 36 | 3 | Equipment acquired for specific research projects |  | N |  | N |  | N |  | N |  | Y | Prior to FY1415=NOT required | 2
R0697 | 10-11 | 2010-10-01 | 2013-10-01 |  | Research | Research | Partec | CyFlow | CyFlow Space (CY-S-3001) | CyFlow Space (CY-S-3001) | MIB Building | MIB Building | Dave Ellis | Douglas Kell | 1 Good | 2 Good | 2 General purpose research | 0.1 | EPS | Chemistry | 719224 | [5 empty] | n |  |  | Data confirmed as part of data cleanse exercise (March 2015). Asset not physically verified. |  | R012755 | R012755 | 9011 | R012755 | 6520 | 9013 | 01 | 99500 | 99500 | 0 | 0 | 0 | 99500 | [12 empty] | 99500 | 99500 |  | 0 | [23 empty] | 99500 | 36 | 3 | Equipment acquired for specific research projects |  | N |  | N |  | N |  | N |  | N | Prior to FY1415=NOT required | 5
R0698 | 10-11 | 2012-05-01 | 2013-04-01 19:30 |  | Research | Research | Aigie |  | EDM Wire-Cut Machine as per quotation | EDM Wire-Cut Machine as per quotation | Manufacturing Technology Research Lab - Sackville Street Building | Sackville Street Building | John Francis |  |  |  |  | 0 | EPS | MACE | 738825 | [5 empty] | y |  |  | Data confirmed as part of data cleanse exercise (March 2015). Asset not physically verified. |  | R112110 | R112110 | 9011 | R112110 | 6520 | 9013 | 03 | 136535 | 136535 | 0 | 0 | 0 | 136535 | [12 empty] | 136535 | 136535 |  | 0 | [23 empty] | 136535 | 11 | 1 | Does not match Policy. Check | UEL end dates coincide with the research grant end date, and this may not match the policy | N |  | N |  | N |  | N |  | N | Prior to FY1415=NOT required | 10
R0699 | 10-11 | 2012-05-01 | 2013-04-01 19:30 |  | Research | Research | Aigie |  | EDM Machine Type Form 20 plus Form 20 Ancillaries | EDM Machine Type Form 20 plus Form 20 Ancillaries | Manufacturing Technology Research Lab - Sackville Street Building | Sackville Street Building | John Francis |  |  |  |  | 0 | EPS | MACE | 738827 | [5 empty] | y |  |  | Data confirmed as part of data cleanse exercise (March 2015). Asset not physically verified. |  | R112110 | R112110 | 9011 | R112110 | 6520 | 9013 | 03 | 63450 | 63450 | 0 | 0 | 0 | 63450 | [12 empty] | 63450 | 63450 |  | 0 | [23 empty] | 63450 | 11 | 1 | Does not match Policy. Check | UEL end dates coincide with the research grant end date, and this may not match the policy | N |  | N |  | N |  | N |  | N | Prior to FY1415=NOT required | 10
R0700 | 10-11 | 2010-09-01 | 2013-09-01 18:00 |  | Research | Research |  |  | Spinning disc confocal microscope | Spinning disc confocal microscope | Michael Smith D1518 | Michael Smith Building | Peter March | Peter March | 1 Good | 1 State of art | 1 Dedicated to particular experiment | 0.6 | FLS | Life Sciences | 678658 |  | 3d1 | 3. Materials Characterisation | D. Optical Microscopy | 1. Confocal | y |  |  | Verified as part of data cleanse exercise (March 2015) |  | R111732 | R111732 | 9011 | R111732 | 6520 | 9013 | 31 | 315834.26 | 315834.26 | 0 | 0 | 0 | 315834.26 | [12 empty] | 315834.26 | 315834.26 |  | 0 | [23 empty] | 315834.26 | 36 | 3 | Equipment acquired for specific research projects |  | N |  | N |  | N |  | N |  | N | Prior to FY1415=NOT required | 3
R0701 | 10-11 | 2011-10-01 | 2014-10-01 18:00 |  | Research | Research | Vacua-Them Sales Ltd |  | High Temperature furnace | High Temperature furnace | Materials Science Building, F1 | Materials Science Building | Andy walwok | Ping Xiao |  |  |  | 0 | EPS | Materials | 739179 |  | 1D1 | 1. Process Equipment – Physical | D. Controlled Environment | 1. Furnace | y | yes | 2015-07-01 | PAUL JORDAN/JOHN GOODIER | as per Jun'15 verification exercise for FY14-15 YrEnd | R111649 | R111649 | 9011 | R111649 | 6520 | 9013 | 03 | 74553.75 | 74553.75 | 0 | 0 | 0 | 74553.75 | [12 empty] | 74553.75 | 74553.75 |  | 0 | [23 empty] | 74553.75 | 36 | 3 | Equipment acquired for specific research projects |  | N |  | N |  | N |  | N |  | Y |  | 5
R0702 | 10-11 | 2010-10-01 | 2013-10-01 18:00 |  | Research | Research | Netzsch Geratebau GmbH |  | STA 449 F1 Jupiter | STA 449 F1 Jupiter | Pariser Building, J1 | Pariser Building | Marc Schmidt | Tim Abram | 1 Good | 2 Good | 2 General purpose research | 0 | EPS | MACE | 709977 | Yes part of Dalton Cumbria NFCE http://www.dalton.manchester.ac.uk/news-and-events/?archive=twelvemonths&id=11294 Also in alliance with NNL |  |  |  |  | y | yes | 2015-07-01 | Verified Marc Schmidt |  | R111649 | R111649 | 9011 | R111649 | 6520 | 9013 | 03 | 118675 | 118675 | 0 | 0 | 0 | 118675 | [12 empty] | 118675 | 118675 |  | 0 | [23 empty] | 118675 | 36 | 3 | Equipment acquired for specific research projects |  | N |  | N |  | N |  | N |  | Y |  | 5
R0703 | 10-11 | 2013-07-01 | 2015-01-01 21:00 |  | Research | Research | Kuka |  | High Power TIG MIG Robotic welding | High Power TIG MIG Robotic welding | Manufacturing Technology Research Lab - Sackville Street Building | Sackville Street Building | John Francis |  |  |  |  | 0 | EPS | MACE | 743371 | [5 empty] | y |  |  | Data confirmed as part of data cleanse exercise (March 2015). Asset not physically verified. |  | R112110 | R112110 | 9011 | R112110 | 6520 | 9013 | 03 | 145618.92 | 145618.92 | 0 | 0 | 0 | 145618.92 | [12 empty] | 145618.92 | 145618.92 |  | 0 | [23 empty] | 145618.92 | 18 | 2 | Does not match Policy. Check | UEL end dates coincide with the research grant end date, and this may not match the policy | N |  | N |  | N |  | N |  | N | Prior to FY1415=NOT required | 10
R0704 | 10-11 | 2011-10-01 | 2013-03-01 15:43 |  | Research | Research | Polysoude |  | Mechanized TIG Narrow Gap Welding Equipment | Mechanized TIG Narrow Gap Welding Equipment | Manufacturing Technology Research Lab - Sackville Street Building | Sackville Street Building | John Francis |  |  |  |  | 0 | EPS | MACE | 743872 | [5 empty] | y |  |  | Data confirmed as part of data cleanse exercise (March 2015). Asset not physically verified. |  | R112110 | R112110 | 9011 | R112110 | 6520 | 9013 | 03 | 205625 | 205625 | 0 | 0 | 0 | 205625 | [12 empty] | 205625 | 205625 |  | 0 | [23 empty] | 205625 | 17 | 1 | Does not match Policy. Check | UEL end dates coincide with the research grant end date, and this may not match the policy | N |  | N |  | N |  | N |  | N | Prior to FY1415=NOT required | 10
R0705 | 10-11 | 2010-10-01 | 2013-10-01 18:00 |  | Research | Research | Agilent Technologies UK Ltd | 7700x | Agilent 7700x ICPMS System | Agilent 7700x ICPMS System | Pariser Building, J1 | Pariser Building | Marc Schmidt | Tim Abram | 1 Good | 2 Good | 2 General purpose research | 0 | EPS | MACE | 738619 | Yes part of Dalton Cumbria NFCE http://www.dalton.manchester.ac.uk/news-and-events/?archive=twelvemonths&id=11294 Also in alliance with NNL |  |  |  |  | y |  |  | Data confirmed as part of data cleanse exercise (March 2015). Asset not physically verified. |  | R111649 | R111649 | 9011 | R111649 | 6520 | 9013 | 03 | 92299.9 | 92299.9 | 0 | 0 | 0 | 92299.9 | [12 empty] | 92299.9 | 92299.9 |  | 0 | [23 empty] | 92299.9 | 36 | 3 | Equipment acquired for specific research projects |  | N |  | N |  | N |  | N |  | N | Prior to FY1415=NOT required | 4
R0706 | 11-12 | 2011-09-01 | 2013-03-01 21:00 |  | Research | Research | Cormet |  | Autoclave system at 360C | Autoclave system at 360C | Manufacturing Technology Research Lab - Sackville Street Building | Sackville Street Building | Stuart Lyon | Stuart Lyon |  |  |  | 0 | EPS | MACE | 733272 | [5 empty] | y |  |  | Data confirmed as part of data cleanse exercise (March 2015). Asset not physically verified. |  | R112110 | R112110 | 9011 | R112110 | 6520 | 9013 | 03 | 175956.75 | 175956.75 | 0 | 0 | 0 | 175956.75 | [12 empty] | 175956.75 | 175956.75 |  | 0 | [23 empty] | 175956.75 | 18 | 2 | Does not match Policy. Check | UEL end dates coincide with the research grant end date, and this may not match the policy | N |  | N |  | N |  | N |  | N | Prior to FY1415=NOT required | 9
R0707 | 10-11 | 2010-10-01 | 2013-10-01 18:00 |  | Research | Research | Agilent Technologies UK Ltd |  | Agilent GCMS system | Agilent GCMS system | Pariser Building, J1 | Pariser Building | Marc Schmidt | Tim Abram | 1 Good | 2 Good | 2 General purpose research | 0 | EPS | MACE | 738620 | Yes part of Dalton Cumbria NFCE http://www.dalton.manchester.ac.uk/news-and-events/?archive=twelvemonths&id=11294 Also in alliance with NNL |  |  |  |  | y |  |  | Data confirmed as part of data cleanse exercise (March 2015). Asset not physically verified. |  | R111649 | R111649 | 9011 | R111649 | 6520 | 9013 | 03 | 113420.98 | 113420.98 | 0 | 0 | 0 | 113420.98 | [12 empty] | 113420.98 | 113420.98 |  | 0 | [23 empty] | 113420.98 | 36 | 3 | Equipment acquired for specific research projects |  | N |  | N |  | N |  | N |  | N | Prior to FY1415=NOT required | 5
R0708 | 10-11 | 2013-07-01 | 2015-01-01 21:00 |  | Research | Research | IPG |  | Welding/cutting/Powder deposition | Welding/cutting/Powder deposition | Manufacturing Technology Research Lab - Sackville Street Building | Sackville Street Building | John Francis |  |  |  |  | 0 | EPS | MACE | 743831 | [5 empty] | y |  |  | Data confirmed as part of data cleanse exercise (March 2015). Asset not physically verified. |  | R112110 | R112110 | 9011 | R112110 | 6520 | 9013 | 03 | 657165.75 | 657165.75 | 0 | 0 | 0 | 657165.75 | [12 empty] | 657165.75 | 657165.75 |  | 0 | [23 empty] | 657165.75 | 18 | 2 | Does not match Policy. Check | UEL end dates coincide with the research grant end date, and this may not match the policy | N |  | N |  | N |  | N |  | N | Prior to FY1415=NOT required | 10
R0709 | 10-11 | 2011-10-01 | 2013-10-01 12:00 |  | Research | Research | STFC |  | sample stretching system | sample stretching system | Henry Moseley X-ray Imaging Facility - A36 Materials Science Centre | Materials Science Building | Chris Martin | Chris Martin |  |  |  | 0 | EPS | MACE | 740680 | [5 empty] | y |  |  | Data confirmed as part of data cleanse exercise (March 2015). Asset not physically verified. |  | R112110 | R112110 | 9011 | R112110 | 6520 | 9013 | 03 | 29405.55 | 29405.55 | 0 | 0 | 0 | 29405.55 | [12 empty] | 29405.55 | 29405.55 |  | 0 | [23 empty] | 29405.55 | 24 | 2 | Does not match Policy. Check | UEL end dates coincide with the research grant end date, and this may not match the policy | N |  | N |  | N |  | N |  | N | Prior to FY1415=NOT required | 9
R0710 | 10-11 | 2010-10-01 | 2012-10-01 |  | Research | Research | Netzch | F1 Jupiter | F1 Jupiter Corrosive Gas TG/DSC system | F1 Jupiter Corrosive Gas TG/DSC system | Manufacturing Technology Research Lab - Sackville Street Building | Sackville Street Building | [5 empty] | 0 | EPS | Materials | 720839 |  | 3M3 | 3. Materials Characterisation | M. Physical Properties | 3. Thermal | y |  |  |  |  | R112113 | R112113 | 9011 | R112113 | 6520 | 9013 | 03 | 90475 | 90475 | 0 | 0 | 0 | 90475 | [12 empty] | 90475 | 90475 |  | 0 | [23 empty] | 90475 | 24 | 2 | Does not match Policy. Check | UEL end dates coincide with the research grant end date, and this may not match the policy | N |  | N |  | N |  | N |  | N | Prior to FY1415=NOT required | 6
R0711 | 10-11 | 2010-10-01 | 2013-10-01 18:00 |  | Research | Research | Applied Photophysics |  | Applied Photophysics Nd:Yag-pumped tunable dye laser system | Nd:Yag-pumped tunable dye laser system | LG.045 MIB (Electron Microscopy suite) |  | Derren Heyes | Nigel Scrutton | 1 Good | 1 State of art | 2 General purpose research | 0.2 | FLS | MIB | 739380 | Biophysicshttp://www.mib.ac.uk/research/facilities/biophysics/ | 4D5 | 4. Sample Measurement/Analysis | D. Laser | 5. Nanosecond | y | yes | Jul'15 | Sophie Chetham | confirmed by email on 21.07.15 | R112173 | R112173 | 9011 | R112173 | 6520 | 9013 | 31 | 58700 | 58700 | 0 | 0 | 0 | 58700 | [12 empty] | 58700 | 58700 |  | 0 | [23 empty] | 58700 | 36 | 3 | Equipment acquired for specific research projects |  | N |  | N |  | N |  | N |  | Y |  | 2
R0712 | 10-11 | 2010-10-01 | 2013-10-01 18:00 |  | Research | Research | Aushon | SearchLight Plus | SearchLight Plus Imaging and Analysis System | SearchLight Plus Imaging and Analysis System | Paterson Institute | Paterson Building | Alison Backen | Ali Raoof | 1 Good | 1 State of art | 1 Dedicated to particular experiment | 0 | MHS | Paterson Institute | 736800 |  | 4e5 | 4. Sample Measurement/Analysis | E. Optical | 5. High Resolution Imaging | y |  |  |  |  | R012243 | R012243 | 9011 | R012243 | 6520 | 9013 | 31 | 40251.57 | 40251.57 | 0 | 0 | 0 | 40251.57 | [12 empty] | 40251.57 | 40251.57 |  | 0 | [23 empty] | 40251.57 | 36 | 3 | Equipment acquired for specific research projects |  | N |  | N |  | N |  | N |  | N | Prior to FY1415=NOT required | 1
R0713 | 10-11 | 2011-01-01 | 2014-01-01 18:00 |  | Research | Research | Olympus Keymed | Lext 4000 | Olympus Lext 4000 | Olympus Lext 4000 | Pariser Building, A28 | Pariser Building | Marc Schmidt | Tim Abram | 1 Good | 2 Good | 2 General purpose research | 0 | EPS | MACE | 738618 | Yes part of Dalton Cumbria NFCE http://www.dalton.manchester.ac.uk/news-and-events/?archive=twelvemonths&id=11294 Also in alliance with NNL |  |  |  |  | y |  |  | Data confirmed as part of data cleanse exercise (March 2015). Asset not physically verified. |  | R111649 | R111649 | 9011 | R111649 | 6520 | 9013 | 03 | 135125 | 135125 | 0 | 0 | 0 | 135125 | [12 empty] | 135125 | 135125 |  | 0 | [23 empty] | 135125 | 36 | 3 | Equipment acquired for specific research projects |  | N |  | N |  | N |  | N |  | N | Prior to FY1415=NOT required | 4
R0715 | 10-11 | 2011-01-01 | 2014-01-01 18:00 |  | Research | Research | Sacher Lasers |  | THz laser system | THz laser system | D10 /SSB | Sackville Street Building | Aimin Song | Aimin Song | 1 Good | 2 Good | 1 Dedicated to particular experiment | 0.6 | EPS | EEE | 724735 |  | 4d6 | 4. Sample Measurement/Analysis | D. Laser | 6. Picosecond | y |  |  |  |  | R111648 | R111648 | 9011 | R111648 | 6520 | 9013 | 05 | 29998 | 29998 | 0 | 0 | 0 | 29998 | [12 empty] | 29998 | 29998 |  | 0 | [23 empty] | 29998 | 36 | 3 | Equipment acquired for specific research projects |  | N |  | N |  | N |  | N |  | N | Prior to FY1415=NOT required | 2
R0715 | 10-11 | 2011-03-01 | 2014-03-01 18:00 |  | University Funded | University Funded | Sacher Lasers |  | THz laser system | THz laser system | D10 /SSB | Sackville Street Building | Aimin Song | Aimin Song | 1 Good | 2 Good | 1 Dedicated to particular experiment | 0.6 | EPS | EEE | 724735 |  | 4d6 | 4. Sample Measurement/Analysis | D. Laser | 6. Picosecond | y |  |  |  |  | AA08285 | AA08285 | 9011 | AA01195 | 6522 | 9013 | 00 | 5249.67 | 5249.67 | 0 | 0 | 0 | 5249.67 | [12 empty] | 5249.67 | 5249.67 |  | 0 | [23 empty] | 5249.67 | 36 | 3 | Equipment acquired for specific research projects |  | N |  | N |  | N |  | N |  | N | Prior to FY1415=NOT required | 2
R0716 | 11-12 | 2013-01-01 | 2013-06-01 |  | Part Funded | Research | Zwick Testing Machines |  | High Speed Testing | High Speed Testing | Manufacturing Technology Research Lab - Sackville Street Building | Sackville Street Building | [5 empty] | 0 | EPS | Materials | 762746 | [5 empty] | y |  |  | Data confirmed as part of data cleanse exercise (March 2015). Asset not physically verified. |  | R112110 | R112110 | 9011 | R112110 | 6520 | 9013 | 03 | 695397.02 | 695397.02 | 0 | 0 | 0 | 695397.02 | [12 empty] | 695397.02 | 695397.02 |  | 0 | [23 empty] | 695397.02 | 5 | 0 | Does not match Policy. Check | Fully written down - thus will not be reviewed any further | N |  | N |  | N |  | N |  | N | Prior to FY1415=NOT required | 11 | 27.01.16: Consolidated multiple lines due to FAR cleanse exercise
R0716 | 12-13 | 2013-01-01 | 2013-06-01 |  | Part Funded | Endowment | Zwick Testing Machines |  | High Speed Testing | High Speed Testing | Manufacturing Technology Research Lab - Sackville Street Building | Sackville Street Building | [5 empty] | 0 | EPS | Materials | 762746 | [5 empty] | y |  |  |  |  | WK00892 | WK00892 | 9011 | WK00892 | 6521 | 9013 | 09 | 43357.5 | 43357.5 | 0 | 0 | 0 | 43357.5 | [12 empty] | 43357.5 | 43357.5 |  | 0 | [23 empty] | 43357.5 | 5 | 0 | Does not match Policy. Check | Fully written down - thus will not be reviewed any further | N |  | N |  | N |  | N |  | N | Prior to FY1415=NOT required | 11 | 27.01.16: Consolidated multiple lines due to FAR cleanse exercise
R0717 | 10-11 | 2011-04-01 | 2013-04-01 12:00 |  | Research | Research | Protomanufacturing |  | iXRD Residual Stress System | iXRD Residual Stress System | Materials Science Building | Materials Science Building | [5 empty] | 0 | EPS | Materials | 746136 |  | 3H1 | 3. Materials Characterisation | H. Diffraction | 1. X-ray | y | yes | 2015-07-01 | PAUL JORDAN/JOHN GOODIER | as per Jun'15 verification exercise for FY14-15 YrEnd | R112113 | R112113 | 9011 | R112113 | 6520 | 9013 | 03 | 187422.41 | 187422.41 | 0 | 0 | 0 | 187422.41 | [12 empty] | 187422.41 | 187422.41 |  | 0 | [23 empty] | 187422.41 | 24 | 2 | Does not match Policy. Check | UEL end dates coincide with the research grant end date, and this may not match the policy | N |  | N |  | N |  | N |  | Y |  | 7
R0718 | 10-11 | 2013-07-01 | 2013-07-01 |  | Research | Research | Gatan |  | Heatin and Environmental Stage for Manchester Materials | Heatin and Environmental Stage for Manchester Materials | Henry Moseley X-ray Imaging Facility - A36 Materials Science Centre | Materials Science Building | [5 empty] | 0 | EPS | Materials | 755676 | [5 empty] | y |  |  | Data confirmed as part of data cleanse exercise (March 2015). Asset not physically verified. |  | R112110 | R112110 | 9011 | R112110 | 6520 | 9013 | 03 | 107474.9 | 107474.9 | 0 | 0 | 0 | 107474.9 | [12 empty] | 107474.9 | 107474.9 |  | 0 | [23 empty] | 107474.9 | 1 | 0 | Does not match Policy. Check | Commissioning date was later than the grant end date (Per the 408 PA project end date report); thus end date entered = commissioning date. Thus asset is fully written down in line with the end of the grant. | N |  | Y | Commissioning date was later than the grant end date (Per the 408 PA project end date report); thus end date entered = commissioning date. Thus asset is fully written down in line with the end of the grant. | N |  | N |  | N | Prior to FY1415=NOT required | 11 | 27.01.16: Consolidated multiple lines due to FAR cleanse exercise
R0718 | 10-11 | 2013-07-01 | 2013-07-01 |  | Research | Research | Gatan |  | Heatin and Environmental Stage for Manchester Materials | Heatin and Environmental Stage for Manchester Materials | Henry Moseley X-ray Imaging Facility - A36 Materials Science Centre | Materials Science Building | [5 empty] | 0 | EPS | Materials | 755676 | [5 empty] | y |  |  | Data confirmed as part of data cleanse exercise (March 2015). Asset not physically verified. |  | R105247 | R105247 | 9011 | R105247 | 6520 | 9013 | 01 | 30000.1 | 30000.1 | 0 | 0 | 0 | 30000.1 | [12 empty] | 30000.1 | 30000.1 |  | 0 | [23 empty] | 30000.1 | 1 | 0 | Does not match Policy. Check | Commissioning date was later than the grant end date (Per the 408 PA project end date report); thus end date entered = commissioning date. Thus asset is fully written down in line with the end of the grant. | N |  | Y | Commissioning date was later than the grant end date (Per the 408 PA project end date report); thus end date entered = commissioning date. Thus asset is fully written down in line with the end of the grant. | N |  | N |  | N | Prior to FY1415=NOT required | 11 | 27.01.16: Consolidated multiple lines due to FAR cleanse exercise
R0719 | 10-11 | 2011-01-01 | 2014-01-01 18:00 |  | Research | Research | LightMachinery | Impact 3000 | Impact 3000 Series Laser | Impact 3000 Series Laser |  |  | Lin Li | Lin Li |  |  |  | 0 | EPS | MACE | 748685 | [5 empty] | y |  |  | Data confirmed as part of data cleanse exercise (March 2015). Asset not physically verified. |  | R112215 | R112215 | 9011 | R112215 | 6520 | 9013 | 04 | 51204.03 | 51204.03 | 0 | 0 | 0 | 51204.03 | [12 empty] | 51204.03 | 51204.03 |  | 0 | [23 empty] | 51204.03 | 36 | 3 | Equipment acquired for specific research projects |  | N |  | N |  | N |  | N |  | N | Prior to FY1415=NOT required | 10
R0720 | 10-11 | 2011-04-01 | 2013-04-01 12:00 |  | Research | Research | MRI |  | prototype furnace for Xradia MicroXCT scanner | prototype furnace for Xradia MicroXCT scanner | Henry Moseley X-ray Imaging Facility - A36 Materials Science Centre | Materials Science Building | Chris Martin | Chris Martin |  |  |  | 0 | EPS | MACE | 752539 | [5 empty] | y |  |  | Data confirmed as part of data cleanse exercise (March 2015). Asset not physically verified. |  | R112110 | R112110 | 9011 | R112110 | 6520 | 9013 | 03 | 62444.55 | 62444.55 | 0 | 0 | 0 | 62444.55 | [12 empty] | 62444.55 | 62444.55 |  | 0 | [23 empty] | 62444.55 | 24 | 2 | Does not match Policy. Check | UEL end dates coincide with the research grant end date, and this may not match the policy | N |  | N |  | N |  | N |  | N | Prior to FY1415=NOT required | 9
R0721 | 10-11 | 2011-01-01 | 2014-01-01 18:00 |  | Research | Research | Andor |  | High Sensitivity ECCD Camera | High Sensitivity ECCD Camera | Paterson Institute | Paterson Building | Steven Bagley | Steven Bagley | 1 Good | 1 State of art | 2 General purpose research | 0.3 | MHS | Paterson Institute | 740409 |  | 3d7 | 3. Materials Characterisation | D. Optical Microscopy | 7. Fluorescence | y |  |  |  |  | R112021 | R112021 | 9011 | R112021 | 6520 | 9013 | 31 | 29155 | 29155 | 0 | 0 | 0 | 29155 | [12 empty] | 29155 | 29155 |  | 0 | [23 empty] | 29155 | 36 | 3 | Equipment acquired for specific research projects |  | N |  | N |  | N |  | N |  | N | Prior to FY1415=NOT required | 2
R0722 | 10-11 | 2011-01-01 | 2014-01-01 18:00 |  | Research | Research | Cairn Research |  | Cairn Research Laser Launch | Cairn Research Laser Launch | C.4223 MICHAEL SMITH BUILDING | Michael Smith Building | Anthony Tighe | Anthony Tighe | 1 Good | 2 Good | 1 Dedicated to particular experiment | 0 | FLS | Life Sciences | 700697 |  | 3d7 | 3. Materials Characterisation | D. Optical Microscopy | 7. Fluorescence | y |  |  | Verified as part of data cleanse exercise (March 2015) |  | R111808 | R111808 | 9011 | R111808 | 6520 | 9013 | 31 | 28450 | 28450 | 0 | 0 | 0 | 28450 | [12 empty] | 28450 | 28450 |  | 0 | [23 empty] | 28450 | 36 | 3 | Equipment acquired for specific research projects |  | N |  | N |  | N |  | N |  | N | Prior to FY1415=NOT required | 2
R0723 | 11-12 | 2011-11-01 | 2013-11-01 12:00 |  | Research | Research | Edgwave |  | 7-axis high power pico second laser materials processing system | 7-axis high power pico second laser materials processing system | Manufacturing Technology Research Lab - Sackville Street Building | Sackville Street Building | [5 empty] | 0 | EPS | Materials | 754162 |  | 4D6 | 4. Sample Measurement/Analysis | D. Laser | 6. Picosecond | y |  |  | Data confirmed as part of data cleanse exercise (March 2015). Asset not physically verified. |  | R112113 | R112113 | 9011 | R112113 | 6520 | 9013 | 03 | 362598 | 362598 | 0 | 0 | 0 | 362598 | [12 empty] | 362598 | 362598 |  | 0 | [23 empty] | 362598 | 24 | 2 | Does not match Policy. Check | UEL end dates coincide with the research grant end date, and this may not match the policy | N |  | N |  | N |  | N |  | N | Prior to FY1415=NOT required | 7
R0724 | 10-11 | 2011-04-01 | 2014-04-01 18:00 |  | Research | Research | Illumina | iScan | Illumina iScan | Illumina iScan | [7 empty] | 0 | MHS | Translational Medicine | 748964 |  | 3e1 | 3. Materials Characterisation | E. Electron/Ion Microscopy | 1. Scanning | y |  |  |  |  | R112785 | R112785 | 9011 | R112785 | 6520 | 9013 | 26 | 156999.94 | 156999.94 | 0 | 0 | 0 | 156999.94 | [12 empty] | 156999.94 | 156999.94 |  | 0 | [23 empty] | 156999.94 | 36 | 3 | Equipment acquired for specific research projects |  | N |  | N |  | N |  | N |  | N | Prior to FY1415=NOT required | 8
R0724 | 10-11 | 2011-04-01 | 2014-04-01 18:00 |  | Research | Research | Illumina | iScan | Illumina iScan | Illumina iScan | [7 empty] | 0 | MHS | Translational Medicine | 748964 |  | 3e1 | 3. Materials Characterisation | E. Electron/Ion Microscopy | 1. Scanning | y |  |  |  |  | R109969 | R109969 | 9011 | R109969 | 6520 | 9013 | 31 | 120000 | 120000 | 0 | 0 | 0 | 120000 | [12 empty] | 120000 | 120000 |  | 0 | [23 empty] | 120000 | 36 | 3 | Equipment acquired for specific research projects |  | N |  | N |  | N |  | N |  | N | Prior to FY1415=NOT required | 8
R0724 | 10-11 | 2011-04-01 | 2014-04-01 18:00 |  | Research | Research | Illumina | iScan | Illumina iScan | Illumina iScan | [7 empty] | 0 | MHS | Translational Medicine | 748964 |  | 3e1 | 3. Materials Characterisation | E. Electron/Ion Microscopy | 1. Scanning | y |  |  |  |  | R111724 | R111724 | 9011 | R111724 | 6520 | 9013 | 31 | 43678.47 | 43678.47 | 0 | 0 | 0 | 43678.47 | [12 empty] | 43678.47 | 43678.47 |  | 0 | [23 empty] | 43678.47 | 36 | 3 | Equipment acquired for specific research projects |  | N |  | N |  | N |  | N |  | N | Prior to FY1415=NOT required | 8
R0725 | 10-11 | 2011-01-01 | 2013-01-01 12:00 |  | Research | Research | Keyance |  | Research Microscope | Research Microscope | Currently in LPRC lab with D Whitehead, Manufacturing Technology Research Lab - Sackville Street Building | Sackville Street Building | David Whitehead | David Whitehead |  |  |  | 0 | EPS | Materials | 737563 | [5 empty] | y |  |  |  |  | R112113 | R112113 | 9011 | R112113 | 6520 | 9013 | 03 | 0 | 0 | 0 | 0 | 0 | 0 | [12 empty] | 0 | 0 |  | 0 | [23 empty] | 0 | 24 | 2 | Does not match Policy. Check | UEL end dates coincide with the research grant end date, and this may not match the policy | N |  | N |  | N |  | N |  | N | Prior to FY1415=NOT required | 9
R0726 | 10-11 | 2011-01-01 | 2014-01-01 18:00 |  | Research | Research |  |  | Absorption Condenser | Absorption Condenser | [7 empty] | 0 | EPS | Materials | 769471 | [5 empty] | n |  |  |  |  | R104498 | R104498 | 9011 | R104498 | 6520 | 9013 | 01 | 0 | 0 | 0 | 0 | 0 | 0 | [12 empty] | 0 | 0 |  | 0 | [23 empty] | 0 | 36 | 3 | Equipment acquired for specific research projects |  | N |  | N |  | N |  | N |  | N | Prior to FY1415=NOT required | 14
R0727a | 11-12 | 2012-07-01 | 2013-04-01 22:30 |  | Research | Research | FEI | Titan ChemiSTEM P | FEI Titan ChemiSTEM P | FEI Titan ChemiSTEM P | A-Floor, Material Science Building | Materials Science Building | Michael Faulkner | Michael Faulkner |  |  |  | 0 | EPS | Materials | 767818 |  | 3E3 | 3. Materials Characterisation | E. Electron/Ion Microscopy | 3. Transmission | y | yes | 2012-09-27 | Data confirmed as part of data cleanse exercise (March 2015). Asset not physically verified. |  | R112113 | R112113 | 9011 | R112113 | 6520 | 9013 | 03 | 1516441.45 | 1516441.45 | 0 | 0 | 0 | 1516441.45 | [12 empty] | 1516441.45 | 1516441.45 |  | 0 | [23 empty] | 1516441.45 | 9 | 1 | Does not match Policy. Check | UEL end dates coincide with the research grant end date, and this may not match the policy | N |  | N |  | N |  | N |  | Y |  | 4
R0727b | 11-12 | 2012-07-01 | 2013-04-01 22:30 |  | Research | Research | FEI | Titan ChemiSTEM P | FEI Titan ChemiSTEM P (F&F) | FEI Titan ChemiSTEM P (F&F) | A-Floor, Material Science Building | Materials Science Building | Michael Faulkner | Michael Faulkner |  |  |  | 0 | EPS | Materials | 767818 |  | 3E3 | 3. Materials Characterisation | E. Electron/Ion Microscopy | 3. Transmission | y |  |  | Data confirmed as part of data cleanse exercise (March 2015). Asset not physically verified. |  | R112113 | R112113 | 9021 | R112113 | 6520 | 9023 | 03 | 74723.95 | 74723.95 | 0 | 0 | 0 | 74723.95 | [12 empty] | 74723.95 | 74723.95 |  | 0 | [23 empty] | 74723.95 | 9 | 1 | Does not match Policy. Check | UEL end dates coincide with the research grant end date, and this may not match the policy | N |  | N |  | N |  | N |  | N | Prior to FY1415=NOT required | 4
R0728 | 11-12 | 2011-09-01 | 2013-03-01 21:00 |  | Research | Research | Cormet |  | High Temperature Flow Loop 360C | High Temperature Flow Loop 360C | Manufacturing Technology Research Lab - Sackville Street Building | Sackville Street Building | Jonathan Duff |  |  |  |  | 0 | EPS | Materials | 770043 | [5 empty] | y |  |  | Data confirmed as part of data cleanse exercise (March 2015). Asset not physically verified. |  | R112113 | R112113 | 9011 | R112113 | 6520 | 9013 | 03 | 192726.83 | 192726.83 | 0 | 0 | 0 | 192726.83 | [12 empty] | 192726.83 | 192726.83 |  | 0 | [23 empty] | 192726.83 | 18 | 2 | Does not match Policy. Check | UEL end dates coincide with the research grant end date, and this may not match the policy | N |  | N |  | N |  | N |  | N | Prior to FY1415=NOT required | 10
R0729 | 10-11 | 2011-01-01 | 2014-01-01 |  | Research | Research | Veeco | Contour GT-K1 | Veeco Contour GT-K1 high resolution surface measurement system | Veeco Contour GT-K1 high resolution surface measurement system | The Mill D22 | The Mill | Hong Liu | Hong Liu |  |  |  | 0 | EPS | Materials | 737545 |  | 1F2 | 1. Process Equipment – Physical | F. Characterisation | 2. Profilometer | y | yes | 2015-07-01 | PAUL JORDAN/JOHN GOODIER | as per Jun'15 verification exercise for FY14-15 YrEnd | R111704 | R111704 | 9011 | R111704 | 6520 | 9013 | 01 | 104000 | 104000 | 0 | 0 | 0 | 104000 | [12 empty] | 104000 | 104000 |  | 0 | [23 empty] | 104000 | 36 | 3 | Equipment acquired for specific research projects |  | N |  | N |  | N |  | N |  | Y |  | 4
R0730 | 10-11 | 2011-10-01 | 2014-10-01 |  | Research | Research | Oxford Instruments Nanotechnolory Tools Ltd | Kelvinox MX250 | Special KelvinoxMX250 dilution refrigerator | A cryogenic dilution refrigerator. base temp of 13 millikelvin, cooling power of 290 microwatts at 100 millikelvin. Thermometer calibrated to 50 millikelvin. Samples up to 90 mm in size. The refrigerator is an integral component of a rotating cryostat (30 RPM) | Schuster Building, Low Temp Group | Schuster Building | Paul Walmsley | Paul Walmsley | 1 Good | 2 Good | 1 Dedicated to particular experiment | 0 | EPS | Physics | 771512 |  | 4A5 | 4. Sample Measurement/Analysis | A. Cryogenic | 5. milli-Kelvin | y |  |  | Data confirmed as part of data cleanse exercise (March 2015). Asset not physically verified. |  | R112296 | R112296 | 9011 | R112296 | 6520 | 9013 | 01 | 117545.14 | 117545.14 | 0 | 0 | 0 | 117545.14 | [12 empty] | 117545.14 | 117545.14 |  | 0 | [23 empty] | 117545.14 | 36 | 3 | Equipment acquired for specific research projects |  | N |  | N |  | N |  | N |  | N | Prior to FY1415=NOT required | 1 | 27.01.16: Consolidated multiple lines due to FAR cleanse exercise
R0731 | 10-11 | 2011-01-01 | 2014-01-01 18:00 |  | Research | Research |  | CDYL | CDYL800kV/4kJ complete set of impulse voltage generator | Impulse Generator/Alternative Oil | B22, Ferranti Building, School of E&EE | Ferranti Building | Zhongdong Wang | Zhongdong Wang | 1 Good | 2 Good | 1 Dedicated to particular experiment | 0 | EPS | EEE | 728122 | NG HV Laboratory | 4K1 | 4. Sample Measurement/Analysis | K. Electrical | 1. High Voltage | y |  |  |  |  | R112532 | R112532 | 9011 | R112532 | 6520 | 9013 | 04 | 30000 | 30000 | 0 | 0 | 0 | 30000 | [12 empty] | 30000 | 30000 |  | 0 | [23 empty] | 30000 | 36 | 3 | Equipment acquired for specific research projects |  | N |  | N |  | N |  | N |  | N | Prior to FY1415=NOT required | 1
R0731 | 10-11 | 2011-01-01 | 2014-01-01 18:00 |  | Research | Research |  | CDYL | CDYL800kV/4kJ complete set of impulse voltage generator | Impulse Generator/Alternative Oil | B22, Ferranti Building, School of E&EE | Ferranti Building | Zhongdong Wang | Zhongdong Wang | 1 Good | 2 Good | 1 Dedicated to particular experiment | 0 | EPS | EEE | 728122 | NG HV Laboratory | 4K1 | 4. Sample Measurement/Analysis | K. Electrical | 1. High Voltage | y |  |  |  |  | R107423 | R107423 | 9011 | R107423 | 6520 | 9013 | 04 | 39346.35 | 39346.35 | 0 | 0 | 0 | 39346.35 | [12 empty] | 39346.35 | 39346.35 |  | 0 | [23 empty] | 39346.35 | 36 | 3 | Equipment acquired for specific research projects |  | N |  | N |  | N |  | N |  | N | Prior to FY1415=NOT required | 1
R0732 | 10-11 | 2011-01-01 | 2014-01-01 18:00 |  | Research | Research |  |  | 20 kV giant cluster ion beam system | 20 kV giant cluster ion beam system |  |  |  | John Vickerman |  |  |  | 0 | EPS | CEAS | 763547 | [5 empty] | y |  |  | Verified as part of data cleanse exercise (March 2015) |  | R107857 | R107857 | 9011 | R107857 | 6520 | 9013 | 01 | 47000 | 47000 | 0 | 0 | 0 | 47000 | [12 empty] | 47000 | 47000 |  | 0 | [23 empty] | 47000 | 36 | 3 | Equipment acquired for specific research projects |  | N |  | N |  | N |  | N |  | N | Prior to FY1415=NOT required | 13
R0733 | 10-11 | 2011-04-01 | 2013-04-01 12:00 |  | Research | Research | IMAS |  | Microscope including camera and high qulity lenses | Microscope including camera and high qulity lenses | Materials Science Building | Materials Science Building | [5 empty] | 0 | EPS | Materials | 776555 | [5 empty] | y |  |  |  |  | R112113 | R112113 | 9011 | R112113 | 6520 | 9013 | 03 | 29635.85 | 29635.85 | 0 | 0 | 0 | 29635.85 | [12 empty] | 29635.85 | 29635.85 |  | 0 | [23 empty] | 29635.85 | 24 | 2 | Does not match Policy. Check | UEL end dates coincide with the research grant end date, and this may not match the policy | N |  | N |  | N |  | N |  | N | Prior to FY1415=NOT required | 11
R0734 | 10-11 | 2011-04-01 | 2013-04-01 12:00 |  | Research | Research | Bruker |  | X-ray diffractometer | X-ray diffractometer | Materials Science Building | Materials Science Building | Garry harrison | Garry harrison |  |  |  | 0 | EPS | Materials | 757511 |  | 3H1 | 3. Materials Characterisation | H. Diffraction | 1. X-ray | y | yes | 2015-07-01 | PAUL JORDAN/JOHN GOODIER | as per Jun'15 verification exercise for FY14-15 YrEnd | R112113 | R112113 | 9011 | R112113 | 6520 | 9013 | 03 | 245927.5 | 245927.5 | 0 | 0 | 0 | 245927.5 | [12 empty] | 245927.5 | 245927.5 |  | 0 | [23 empty] | 245927.5 | 24 | 2 | Does not match Policy. Check | UEL end dates coincide with the research grant end date, and this may not match the policy | N |  | N |  | N |  | N |  | Y |  | 5
R0735 | 11-12 | 2011-09-01 | 2013-03-01 21:00 |  | Research | Research | Peak NDT |  | MP5 Array controller | MP5 Array controller | SSB/E48 Sackville Building at the present time, ultimate home will be Manufacturing Technology Research Lab - Sackville Street Building | Sackville Street Building | Anthony Peyton | Anthony Peyton |  |  |  | 0 | EPS | MACE | 777238 | [5 empty] | y |  |  | Data confirmed as part of data cleanse exercise (March 2015). Asset not physically verified. |  | R112110 | R112110 | 9011 | R112110 | 6520 | 9013 | 03 | 101436.58 | 101436.58 | 0 | 0 | 0 | 101436.58 | [12 empty] | 101436.58 | 101436.58 |  | 0 | [23 empty] | 101436.58 | 18 | 2 | Does not match Policy. Check | UEL end dates coincide with the research grant end date, and this may not match the policy | N |  | N |  | N |  | N |  | N | Prior to FY1415=NOT required | 9
R0736 | 10-11 | 2011-04-01 | 2013-04-01 12:00 |  | Research | Research | Alvatek |  | Ivium potentiostat systems | Ivium potentiostat systems | Manufacturing Technology Research Lab - Sackville Street Building | Sackville Street Building | [5 empty] | 0 | EPS | Materials | 743133 |  | 3L8 | 3. Materials Characterisation | L. Chemical Analysis | 8. Electrochemical | y |  |  |  |  | R112113 | R112113 | 9011 | R112113 | 6520 | 9013 | 03 | 63003.86 | 63003.86 | 0 | 0 | 0 | 63003.86 | [12 empty] | 63003.86 | 63003.86 |  | 0 | [23 empty] | 63003.86 | 24 | 2 | Does not match Policy. Check | UEL end dates coincide with the research grant end date, and this may not match the policy | N |  | N |  | N |  | N |  | N | Prior to FY1415=NOT required | 7
R0737 | 10-11 | 2011-07-01 | 2014-07-01 18:00 |  | Research | Research |  | LBS-100 | Meltblown upgrade to existing LBS-100 Extruder | Meltblown upgrade to existing LBS-100 Extruder | mat sci a37 | Materials Science Building | Andy Zad | Arthur Wilkinson |  |  |  | 0 | EPS | Materials | 776847 | [5 empty] | y |  |  |  |  | R112547 | R112547 | 9011 | R112547 | 6520 | 9013 | 05 | 31949 | 31949 | 0 | 0 | 0 | 31949 | [12 empty] | 31949 | 31949 |  | 0 | [23 empty] | 31949 | 36 | 3 | Equipment acquired for specific research projects |  | N |  | N |  | N |  | N |  | N | Prior to FY1415=NOT required | 9 | 27.01.16: Consolidated multiple lines due to FAR cleanse exercise
R0738 | 10-11 | 2011-01-01 | 2014-01-01 18:00 |  | Research | Research | School Built Unit |  | VCMK-HF Dual Channel Confocal Flurescence imaging kit | VCMK-HF Dual Channel Confocal Flurescence imaging kit | Stopford Building | Stopford Building | D Clarke | D Clarke | 1 Good | 2 Good | 3 Research and Teaching | 0.2 | MHS | Pharmacy | 744771 |  | 3d1 | 3. Materials Characterisation | D. Optical Microscopy | 1. Confocal | y |  |  |  |  | R100900 | R100900 | 9011 | R100900 | 6520 | 9013 | 01 | 49999 | 49999 | 0 | 0 | 0 | 49999 | [12 empty] | 49999 | 49999 |  | 0 | [23 empty] | 49999 | 36 | 3 | Equipment acquired for specific research projects |  | N |  | N |  | N |  | N |  | N | Prior to FY1415=NOT required | 2
R0739 | 10-11 | 2011-04-01 | 2014-04-01 18:00 |  | Research | Research | Leica |  | BOND RESEARCH IMMUNOHISTOCHEMISTRY SYSTEM | BOND RESEARCH IMMUNOHISTOCHEMISTRY SYSTEM | Paterson Institute | Paterson Building | Garry Ashton | Garry Ashton | 1 Good | 1 State of art | 1 Dedicated to particular experiment | 0.3 | MHS | Paterson Institute | 779647 |  | 2c4 | 2. Process Equipment – Biological | C. Tissue Processing | 4. Immunostainer | y |  |  |  |  | R112021 | R112021 | 9011 | R112021 | 6520 | 9013 | 31 | 63100 | 63100 | 0 | 0 | 0 | 63100 | [12 empty] | 63100 | 63100 |  | 0 | [23 empty] | 63100 | 36 | 3 | Equipment acquired for specific research projects |  | N |  | N |  | N |  | N |  | N | Prior to FY1415=NOT required | 2
R0740 | 10-11 | 2011-01-01 | 2014-01-01 18:00 |  | Research | Research | National Instruments | PXI DAQ | PXI DAQ system | PXI DAQ system | Sackville St Building A1 | Sackville Street Building | Alexander Smith | Alexander Smith | 1 Good | 2 Good | 1 Dedicated to particular experiment | 1 | EPS | EEE | 778581 |  | 4k2 |  |  |  | y |  |  | Verified by Sandy Smith |  | R105541 | R105541 | 9011 | R105541 | 6520 | 9013 | 04 | 33557.79 | 33557.79 | 0 | 0 | 0 | 33557.79 | [12 empty] | 33557.79 | 33557.79 |  | 0 | [23 empty] | 33557.79 | 36 | 3 | Equipment acquired for specific research projects |  | N |  | N |  | N |  | N |  | N | Prior to FY1415=NOT required | 4
R0741 | 10-11 | 2011-04-01 | 2014-04-01 18:00 |  | Research | Research | Janus | Mini MDT | JANUS MINI MDT | JANUS MINI MDT | Paterson Institute | Paterson Building | Donald Ogilvie | Graeme Thompson | 1 Good | 1 State of art | 2 General purpose research | 0.1 | MHS | Paterson Institute | 779941 |  | 1h1 | 1. Process Equipment – Physical | H. Sample Manipulation | 1. Robot | y |  |  |  |  | R110235 | R110235 | 9011 | R110235 | 6520 | 9013 | 31 | 31751.31 | 31751.31 | 0 | 0 | 0 | 31751.31 | [12 empty] | 31751.31 | 31751.31 |  | 0 | [23 empty] | 31751.31 | 36 | 3 | Equipment acquired for specific research projects |  | N |  | N |  | N |  | N |  | N | Prior to FY1415=NOT required | 1
R0742 | 10-11 | 2012-07-01 | 2013-04-01 22:30 |  | Research | Research | Olympus | OmniScan | OmniScan Eddy Current Array | OmniScan Eddy Current Array | SSB/E48 Sackville Building at the present time, ultimate home will be Manufacturing Technology Research Lab - Sackville Street Building | Sackville Street Building | Anthony Peyton | Anthony Peyton |  |  |  | 0 | EPS | MACE | 777238 | [5 empty] | y |  |  | Data confirmed as part of data cleanse exercise (March 2015). Asset not physically verified. |  | R112110 | R112110 | 9011 | R112110 | 6520 | 9013 | 03 | 23671.28 | 23671.28 | 0 | 0 | 0 | 23671.28 | [12 empty] | 23671.28 | 23671.28 |  | 0 | [23 empty] | 23671.28 | 9 | 1 | Does not match Policy. Check | UEL end dates coincide with the research grant end date, and this may not match the policy | N |  | N |  | N |  | N |  | N | Prior to FY1415=NOT required | 8
R0743 | 10-11 | 2011-04-01 | 2014-04-01 18:00 |  | Research | Research | Ci electronics | Aquadyne DVS | Aquadyne DVS Water Sorption Analyser | Aquadyne DVS Water Sorption Analyser - qwatewr sorption analayser | Pariser J9 | Pariser Building | Moira Wilson | Moira Wilson | 1 Good | 1 State of art | 1 Dedicated to particular experiment | 0 | EPS | MACE | 786295 | No | 3G2 | 3. Materials Characterisation | G. Surface analysis | 2. Adsorption | y |  |  |  |  | R111978 | R111978 | 9011 | R111978 | 6520 | 9013 | 01 | 29375 | 29375 | 0 | 0 | 0 | 29375 | [12 empty] | 29375 | 29375 |  | 0 | [23 empty] | 29375 | 36 | 3 | Equipment acquired for specific research projects |  | N |  | N |  | N |  | N |  | N | Prior to FY1415=NOT required | 0
R0744 | 10-11 | 2011-03-01 | 2014-03-01 18:00 |  | Research | Research | Zeiss | Axio Imager.M2 | Axio Imager.M2 | Axio Imager.M2 | Stopford Building Tissue Injury and Repair Group RM1.534 | Stopford Building | Maria Jeziorska | Maria Jeziorska | 1 Good | 2 Good | 1 Dedicated to particular experiment | 0 | MHS | Biomedicine | 764641 |  | 3d7 | 3. Materials Characterisation | D. Optical Microscopy | 7. Fluorescence | y |  |  |  |  | R111584 | R111584 | 9011 | R111584 | 6520 | 9013 | 52 | 19825.01 | 19825.01 | 0 | 0 | 0 | 19825.01 | [12 empty] | 19825.01 | 19825.01 |  | 0 | [23 empty] | 19825.01 | 36 | 3 | Equipment acquired for specific research projects |  | N |  | N |  | N |  | N |  | N | Prior to FY1415=NOT required | 1 | 27.01.16: Consolidated multiple lines due to FAR cleanse exercise
R0744 | 10-11 | 2011-03-01 | 2014-03-01 18:00 |  | Research | Research | Zeiss | Axio Imager.M2 | Axio Imager.M2 | Axio Imager.M2 | Stopford Building Tissue Injury and Repair Group RM1.534 | Stopford Building | Maria Jeziorska | Maria Jeziorska | 1 Good | 2 Good | 1 Dedicated to particular experiment | 0 | MHS | Biomedicine | 764641 |  | 3d7 | 3. Materials Characterisation | D. Optical Microscopy | 7. Fluorescence | y |  |  |  |  | R105991 | R105991 | 9011 | R105991 | 6520 | 9013 | 53 | 10000 | 10000 | 0 | 0 | 0 | 10000 | [12 empty] | 10000 | 10000 |  | 0 | [23 empty] | 10000 | 36 | 3 | Equipment acquired for specific research projects |  | N |  | N |  | N |  | N |  | N | Prior to FY1415=NOT required | 1 | 27.01.16: Consolidated multiple lines due to FAR cleanse exercise
R0745 | 10-11 | 2011-03-01 | 2014-03-01 |  | Research | Research |  |  | Raman Spectrometer | Raman Spectrometer | [7 empty] | 0 | EPS | Physics | 780041 |  | 3A1 | 3. Materials Characterisation | A. Spectroscopy | 1. Raman | y |  |  |  |  | R112417 | R112417 | 9011 | R112417 | 6520 | 9013 | 05 | 65000 | 65000 | 0 | 0 | 0 | 65000 | [12 empty] | 65000 | 65000 |  | 0 | [23 empty] | 65000 | 36 | 3 | Equipment acquired for specific research projects |  | N |  | N |  | N |  | N |  | N | Prior to FY1415=NOT required | 10
R0745 | 10-11 | 2011-03-01 | 2014-03-01 |  | Research | Research |  |  | Raman Spectrometer | Raman Spectrometer |  |  |  |  | 1 Good | 2 Good |  | 0 | EPS | Physics | 780041 |  | 3A1 | 3. Materials Characterisation | A. Spectroscopy | 1. Raman | y |  |  | Data confirmed as part of data cleanse exercise (March 2015). Asset not physically verified. |  | R107472 | R107472 | 9011 | R107472 | 6520 | 9013 | 01 | 20000 | 20000 | 0 | 0 | 0 | 20000 | [12 empty] | 20000 | 20000 |  | 0 | [23 empty] | 20000 | 36 | 3 | Equipment acquired for specific research projects |  | N |  | N |  | N |  | N |  | N | Prior to FY1415=NOT required | 8
R0745 | 10-11 | 2011-03-01 | 2014-03-01 |  | Research | Research |  |  | Raman Spectrometer | Raman Spectrometer |  |  |  |  | 1 Good | 2 Good |  | 0 | EPS | Physics | 780041 |  | 3A1 | 3. Materials Characterisation | A. Spectroscopy | 1. Raman | y |  |  | Data confirmed as part of data cleanse exercise (March 2015). Asset not physically verified. |  | R112593 | R112593 | 9011 | R112593 | 6520 | 9013 | 53 | 13373.33 | 13373.33 | 0 | 0 | 0 | 13373.33 | [12 empty] | 13373.33 | 13373.33 |  | 0 | [23 empty] | 13373.33 | 36 | 3 | Equipment acquired for specific research projects |  | N |  | N |  | N |  | N |  | N | Prior to FY1415=NOT required | 8
R0745 | 10-11 | 2011-03-01 | 2014-03-01 |  | Research | Research |  |  | Raman Spectrometer | Raman Spectrometer |  |  |  |  | 1 Good | 2 Good |  | 0 | EPS | Physics | 780041 |  | 3A1 | 3. Materials Characterisation | A. Spectroscopy | 1. Raman | y |  |  | Data confirmed as part of data cleanse exercise (March 2015). Asset not physically verified. |  | R111954 | R111954 | 9011 | R111954 | 6520 | 9013 | 05 | 24000 | 24000 | 0 | 0 | 0 | 24000 | [12 empty] | 24000 | 24000 |  | 0 | [23 empty] | 24000 | 36 | 3 | Equipment acquired for specific research projects |  | N |  | N |  | N |  | N |  | N | Prior to FY1415=NOT required | 8
R0745 | 10-11 | 2011-03-01 | 2014-03-01 |  | University Funded | University Funded |  |  | Raman Spectrometer | Raman Spectrometer | [7 empty] | 0 | EPS | Physics | 780041 |  | 3A1 | 3. Materials Characterisation | A. Spectroscopy | 1. Raman | y |  |  | Data confirmed as part of data cleanse exercise (March 2015). Asset not physically verified. |  | AA08312 | AA08312 | 9011 | AA06253 | 6522 | 9013 | 00 | 25000 | 25000 | 0 | 0 | 0 | 25000 | [12 empty] | 25000 | 25000 |  | 0 | [23 empty] | 25000 | 36 | 3 | Equipment acquired for specific research projects |  | N |  | N |  | N |  | N |  | N | Prior to FY1415=NOT required | 10
R0746 | 12-13 | 2012-07-01 | 2015-07-01 18:00 |  | Research | Research |  |  | bespoke equipment to be made for LATEST2 project - As discussed with Prof. P Prangnell | bespoke equipment to be made for LATEST2 project - As discussed with Prof. P Prangnell | [7 empty] | 0 | EPS | Materials | 795898 | [5 empty] | y |  |  |  |  | R111704 | R111704 | 9011 | R111704 | 6520 | 9013 | 01 | 73734.86 | 73734.86 | 0 | 0 | 0 | 73734.86 | [12 empty] | 73734.86 | 73734.86 |  | 0 | [23 empty] | 73734.86 | 36 | 3 | Equipment acquired for specific research projects |  | N |  | N |  | N |  | N |  | N | Prior to FY1415=NOT required | 14 | 27.01.16: Consolidated multiple lines due to FAR cleanse exercise
R0747 | 10-11 | 2012-07-01 | 2012-07-01 |  | Research | Research | SPEC Inc. | 3V-CPI | 3V-CPI Sensor Head iCPI Data Acquisition/Power System | 3V-CPI Sensor Head iCPI Data Acquisition/Power System | Cloud Physics Laboratory, Laser Safety laboratory, Spray Laborator. Rooms 2.06, 2.07 & 2.08, Simon Building | Simon Building | Martin Gallagher | Martin Gallagher | 1 Good | 2 Good | 2 General purpose research | 0.5 | EPS | SEAES | 793256 |  | 4J7 | 4. Sample Measurement/Analysis | J. Field Deployable | 7. Weather | y | yes | 2016-07-01 | Confirmed by Vikki Fellows with signed verification form | as per FY1516 YrEnd Verification & Impairments Exercise in Jul'16 | R104036 | R104036 | 9011 | R104036 | 6520 | 9013 | 01 | 142697.21 | 142697.21 | 0 | 0 | 0 | 142697.21 | [12 empty] | 142697.21 | 142697.21 |  | 0 | [23 empty] | 142697.21 | 1 | 0 | Does not match Policy. Check | Commissioning date was later than the grant end date (Per the 408 PA project end date report); thus end date entered = commissioning date. Thus asset is fully written down in line with the end of the grant. | N |  | Y | Commissioning date was later than the grant end date (Per the 408 PA project end date report); thus end date entered = commissioning date. Thus asset is fully written down in line with the end of the grant. | N |  | N |  | Y | Prior to FY1415=NOT required | 1 | 27.01.16: Consolidated multiple lines due to FAR cleanse exercise
R0747 | 10-11 | 2012-07-01 | 2012-10-31 |  | Research | Research | SPEC Inc. | 3V-CPI | 3V-CPI Sensor Head iCPI Data Acquisition/Power System | 3V-CPI Sensor Head iCPI Data Acquisition/Power System | Cloud Physics Laboratory, Laser Safety laboratory, Spray Laborator. Rooms 2.06, 2.07 & 2.08, Simon Building | Simon Building | Martin Gallagher | Martin Gallagher | 1 Good | 2 Good | 2 General purpose research | 0.5 | EPS | SEAES | 793256 |  | 4J7 | 4. Sample Measurement/Analysis | J. Field Deployable | 7. Weather | y | yes | 2016-07-01 | Confirmed by Vikki Fellows with signed verification form | as per FY1516 YrEnd Verification & Impairments Exercise in Jul'16 | R111844 | R111844 | 9011 | R111844 | 6520 | 9013 | 03 | 13799.02 | 13799.02 | 0 | 0 | 0 | 13799.02 | [12 empty] | 13799.02 | 13799.02 |  | 0 | [23 empty] | 13799.02 | 4 | 0 | Does not match Policy. Check | UEL end dates coincide with the research grant end date, and this may not match the policy | N |  | N |  | N |  | N |  | Y | Prior to FY1415=NOT required | 1 | 27.01.16: Consolidated multiple lines due to FAR cleanse exercise
R0748 | 10-11 | 2011-10-01 | 2014-10-01 18:00 |  | Research | Research |  |  | 2D-S probe with new probe tips | 2D-S probe with new probe tips | Cloud Physics Laboratory, laser Safety Laboratory, Spray Laboratory: Rooms 2.06,2.07 & 2.08 Second Floor Simon Building | Simon Building | Martin Gallagher | Christopher Ballentine | 1 Good | 1 State of art | 2 General purpose research | 0.5 | EPS | SEAES | 808088 |  | 3B3 | 3. Materials Characterisation | B. Spectrometry | 3. Mass Spectrometry | n | yes | 2016-07-01 | Confirmed by Vikki Fellows with signed verification form | as per FY1516 YrEnd Verification & Impairments Exercise in Jul'16 | R103192 | R103192 | 9011 | R103192 | 6520 | 9013 | 01 | 30965.61 | 30965.61 | 0 | 0 | 0 | 30965.61 | [12 empty] | 30965.61 | 30965.61 |  | 0 | [23 empty] | 30965.61 | 36 | 3 | Equipment acquired for specific research projects |  | N |  | N |  | N |  | N |  | Y | Prior to FY1415=NOT required | 3 | 27.01.16: Consolidated multiple lines due to FAR cleanse exercise
R0749 | 10-11 | 2011-03-01 | 2014-03-01 18:00 |  | Research | Research | Edinburgh Photonics | FLS 920 | FLS920 Steady State and Fluorescence Lifetime Spectrometer | FLS920 Steady State and Fluorescence Lifetime Spectrometer | 3.057 MIB building | MIB Building | Sam Hayes | Sam Hayes | 1 Good | 1 State of art | 1 Dedicated to particular experiment | 0.1 | FLS | Life Sciences | 769733 |  | 3a7 | 3. Materials Characterisation | A. Spectroscopy | 7. Fluorescence | y | yes | Jul'15 | Sophie Chetham | confirmed by email on 21.07.15 | R112240 | R112240 | 9011 | R112240 | 6520 | 9013 | 01 | 64350 | 64350 | 0 | 0 | 0 | 64350 | [12 empty] | 64350 | 64350 |  | 0 | [23 empty] | 64350 | 36 | 3 | Equipment acquired for specific research projects |  | N |  | N |  | N |  | N |  | Y |  | 1
R0750 | 10-11 | 2011-03-01 | 2014-03-01 18:00 |  | Research | Research | Don Whitley Scientific | VA500 | A05004 Whitley VA500 workstation | Bacterial growth cabinet from Don Whitley | Michael Smith Building C1201 | Michael Smith Building | James Linton | James Linton | 1 Good | 2 Good | 2 General purpose research | 0 | FLS | Life Sciences | 794553 |  | 2a1 | 2. Process Equipment – Biological | A. Growth and Manipulation | 1. Bacteriology | y |  |  |  |  | R112036 | R112036 | 9011 | R112036 | 6520 | 9013 | 01 | 27654.5 | 27654.5 | 0 | 0 | 0 | 27654.5 | [12 empty] | 27654.5 | 27654.5 |  | 0 | [23 empty] | 27654.5 | 36 | 3 | Equipment acquired for specific research projects |  | N |  | N |  | N |  | N |  | N | Prior to FY1415=NOT required | 1
R0751 | 10-11 | 2011-03-01 | 2014-03-01 18:00 |  | Research | Research |  |  | Optima L-100K Preparative Ultracentrifuge | Optima L-100K Preparative Ultracentrifuge | [8 empty] | MHS | Biomedicine | 780183 | [5 empty] | y |  |  |  |  | R111675 | R111675 | 9011 | R111675 | 6520 | 9013 | 26 | 55896.5 | 55896.5 | 0 | 0 | 0 | 55896.5 | [12 empty] | 55896.5 | 55896.5 |  | 0 | [23 empty] | 55896.5 | 36 | 3 | Equipment acquired for specific research projects |  | N |  | N |  | N |  | N |  | N | Prior to FY1415=NOT required | 15
R0752 | 10-11 | 2011-03-01 | 2014-03-01 18:00 |  | Research | Research | MVE | LN2 tank | MVE LN2 tank | LN2 tank with MVE 1894R-190 controller | UK Biobank Operations Head quarters, Spectrum Way, Cheadle |  | Kate Dixon | Kate Dixon | 1 Good | 2 Good | 1 Dedicated to particular experiment | 0.1 | MHS | Cancer & Enabling Sciences | 751794 | CIGMR | 6d5 | 6. Infrastructure | D. Laboratory | 5. Controlled Environment Storage | y |  |  |  |  | R111483 | R111483 | 9011 | R111483 | 6520 | 9013 | 01 | 56779 | 56779 | 0 | 0 | 0 | 56779 | [12 empty] | 56779 | 56779 |  | 0 | [23 empty] | 56779 | 36 | 3 | Equipment acquired for specific research projects |  | N |  | N |  | N |  | N |  | N | Prior to FY1415=NOT required | 1
R0753 | 10-11 | 2011-03-01 | 2014-03-01 18:00 |  | Research | Research |  |  | RSLCNano system JP/34893/B | RSLCNano system JP/34893/B | School request write off |  |  |  | 1 Good | 2 Good |  |  | EPS | Chemistry | 790262 | [5 empty] | n |  |  | Data confirmed as part of data cleanse exercise (March 2015). Asset not physically verified. |  | R112956 | R112956 | 9011 | R112956 | 6520 | 9013 | 05 | 49659.99 | 49659.99 | 0 | 0 | 0 | 49659.99 | [12 empty] | 49659.99 | 49659.99 |  | 0 | [23 empty] | 49659.99 | 36 | 3 | Equipment acquired for specific research projects |  | N |  | N |  | N |  | N |  | N | Prior to FY1415=NOT required | 12
R0754 | 10-11 | 2013-07-01 | 2015-01-01 21:00 |  | Research | Research | IPG |  | YW52 FC150 FF400 Welding head | YW52 FC150 FF400 Welding head | Manufacturing Technology Research Lab - Sackville Street Building | Sackville Street Building | Andrew Sherry | Andrew Sherry |  |  |  | 0 | EPS | MACE | 773622 | [5 empty] | y |  |  | Data confirmed as part of data cleanse exercise (March 2015). Asset not physically verified. |  | R112110 | R112110 | 9011 | R112110 | 6520 | 9013 | 03 | 34094.29 | 34094.29 | 0 | 0 | 0 | 34094.29 | [12 empty] | 34094.29 | 34094.29 |  | 0 | [23 empty] | 34094.29 | 18 | 2 | Does not match Policy. Check | UEL end dates coincide with the research grant end date, and this may not match the policy | N |  | N |  | N |  | N |  | N | Prior to FY1415=NOT required | 9
R0755 | 10-11 | 2011-07-01 | 2014-07-01 18:00 |  | Research | Research |  |  | Proteus flash photolysis spectrometer | Proteus flash photolysis spectrometer | MIB LG045A | MIB Building | Alex Jones | Alex Jones | 1 Good | 1 State of art | 1 Dedicated to particular experiment | 0 | FLS | Life Sciences | 739357 |  | 3b1 | 3. Materials Characterisation | B. Spectrometry | 1. Spectrophotometry | y | yes | Jul'15 | Sophie Chetham | confirmed by email on 21.07.15 | R112173 | R112173 | 9011 | R112173 | 6520 | 9013 | 31 | 44208.78 | 44208.78 | 0 | 0 | 0 | 44208.78 | [12 empty] | 44208.78 | 44208.78 |  | 0 | [23 empty] | 44208.78 | 36 | 3 | Equipment acquired for specific research projects |  | N |  | N |  | N |  | N |  | Y |  | 3
R0756 | 10-11 | 2011-07-01 | 2014-07-01 18:00 |  | Research | Research | BMG Labtech | FLUOstar Omega | BMG LABTEACH FLUOSTAR OMEGA COMPUTER CONTROLLED READER CODE 415-101 | BMG LABTEACH FLUOSTAR OMEGA COMPUTER CONTROLLED READER CODE 415-101 | Paterson Institute - Immunology | Paterson Building | Peter Stern | Peter Stern | 1 Good | 1 State of art | 2 General purpose research | 0 | MHS | Paterson Institute | 809322 |  | 3a4 | 3. Materials Characterisation | A. Spectroscopy | 4. Optical | y |  |  |  |  | R112021 | R112021 | 9011 | R112021 | 6520 | 9013 | 31 | 28960 | 28960 | 0 | 0 | 0 | 28960 | [12 empty] | 28960 | 28960 |  | 0 | [23 empty] | 28960 | 36 | 3 | Equipment acquired for specific research projects |  | N |  | N |  | N |  | N |  | N | Prior to FY1415=NOT required | 1
R0757 | 10-11 | 2011-04-01 | 2013-04-01 |  | Research | Research |  |  | Safety Enclosure Systems for 16 kW Fibre Laser Robotic Cells | Safety Enclosure Systems for 16 kW Fibre Laser Robotic Cells | [7 empty] | 0 | EPS | Materials | 810639 |  | 4D2 | 4. Sample Measurement/Analysis | D. Laser | 2. Components | y |  |  |  |  | R112113 | R112113 | 9011 | R112113 | 6520 | 9013 | 03 | 0 | 0 | 0 | 0 | 0 | 0 | [12 empty] | 0 | 0 |  | 0 | [23 empty] | 0 | 24 | 2 | Does not match Policy. Check | UEL end dates coincide with the research grant end date, and this may not match the policy | N |  | N |  | N |  | N |  | N | Prior to FY1415=NOT required | 10
R0758 | 11-12 | 2011-10-01 | 2013-03-01 15:43 |  | Research | Research | LCA Controls |  | EAC Test Rig main Control system | EAC Test Rig main Control system | Manufacturing Technology Research Lab - Sackville Street Building | Sackville Street Building | Fabio Scenini / Peter Bailey | Fabio Scenini / Peter Bailey |  |  |  | 0 | EPS | MACE | 786359 | [5 empty] | y |  |  | Data confirmed as part of data cleanse exercise (March 2015). Asset not physically verified. |  | R112110 | R112110 | 9011 | R112110 | 6520 | 9013 | 03 | 47572.8 | 47572.8 | 0 | 0 | 0 | 47572.8 | [12 empty] | 47572.8 | 47572.8 |  | 0 | [23 empty] | 47572.8 | 17 | 1 | Does not match Policy. Check | UEL end dates coincide with the research grant end date, and this may not match the policy | N |  | N |  | N |  | N |  | N | Prior to FY1415=NOT required | 9
R0759 | 10-11 | 2011-10-01 | 2013-03-01 15:43 |  | Research | Research | ITW |  | A&N Column and Boom Integration Package | A&N Column and Boom Integration Package | Manufacturing Technology Research Lab - Sackville Street Building | Sackville Street Building | [5 empty] | 0 | EPS | Materials | 771480 | [5 empty] | y |  |  |  |  | R112113 | R112113 | 9011 | R112113 | 6520 | 9013 | 03 | 77898.76 | 77898.76 | 0 | 0 | 0 | 77898.76 | [12 empty] | 77898.76 | 77898.76 |  | 0 | [23 empty] | 77898.76 | 17 | 1 | Does not match Policy. Check | UEL end dates coincide with the research grant end date, and this may not match the policy | N |  | N |  | N |  | N |  | N | Prior to FY1415=NOT required | 11
R0760 | 10-11 | 2011-10-01 | 2013-03-01 15:43 |  | Research | Research | Kinder Janes |  | Main circulation / pressurising pump | Main circulation / pressurising pump | Manufacturing Technology Research Lab - Sackville Street Building | Sackville Street Building | Fabio Scenini / Peter Bailey | Fabio Scenini / Peter Bailey |  |  |  | 0 | EPS | MACE | 786359 | [5 empty] | y |  |  | Data confirmed as part of data cleanse exercise (March 2015). Asset not physically verified. |  | R112110 | R112110 | 9011 | R112110 | 6520 | 9013 | 03 | 26532 | 26532 | 0 | 0 | 0 | 26532 | [12 empty] | 26532 | 26532 |  | 0 | [23 empty] | 26532 | 17 | 1 | Does not match Policy. Check | UEL end dates coincide with the research grant end date, and this may not match the policy | N |  | N |  | N |  | N |  | N | Prior to FY1415=NOT required | 9
R0761 | 10-11 | 2011-07-01 | 2014-07-01 18:00 |  | Research | Research |  |  | Triple axis system and probe | Triple axis system and probe | School request write off |  |  |  | 1 Good | 2 Good |  |  | EPS | Chemistry | 770625 | [5 empty] | n |  |  | Data confirmed as part of data cleanse exercise (March 2015). Asset not physically verified. |  | R103585 | R103585 | 9011 | R103585 | 6520 | 9013 | 01 | 70803.2 | 70803.2 | 0 | 0 | 0 | 70803.2 | [12 empty] | 70803.2 | 70803.2 |  | 0 | [23 empty] | 70803.2 | 36 | 3 | Equipment acquired for specific research projects |  | N |  | N |  | N |  | N |  | N | Prior to FY1415=NOT required | 12
R0762 | 10-11 | 2012-07-01 | 2015-07-01 18:00 |  | Research | Research |  |  | 30% Deposit for bespoke equipment to be made for LATEST2 project | 30% Deposit for bespoke equipment to be made for LATEST2 project | [7 empty] | 0 | EPS | Materials | 790612 | [5 empty] | y |  |  |  |  | R111704 | R111704 | 9011 | R111704 | 6520 | 9013 | 01 | 20125.68 | 20125.68 | 0 | 0 | 0 | 20125.68 | [12 empty] | 20125.68 | 20125.68 |  | 0 | [23 empty] | 20125.68 | 36 | 3 | Equipment acquired for specific research projects |  | N |  | N |  | N |  | N |  | N | Prior to FY1415=NOT required | 14 | 27.01.16: Consolidated multiple lines due to FAR cleanse exercise
R0763 | 10-11 | 2011-04-01 | 2014-04-01 18:00 |  | Research | Research | Sysmex |  | Sysmex XT-2000iV | Fluorescence flow cytometry for reliable leukocyte detection | Paterson Institute | Paterson Building | Gail Bruder | Gail Bruder | 1 Good | 1 State of art | 2 General purpose research |  | MHS | Paterson Institute | 779962 |  | 2e4 | 2. Process Equipment – Biological | E. Characterisation | 4. Cell Counters | y |  |  |  |  | R112021 | R112021 | 9011 | R112021 | 6520 | 9013 | 31 | 28000 | 28000 | 0 | 0 | 0 | 28000 | [12 empty] | 28000 | 28000 |  | 0 | [23 empty] | 28000 | 36 | 3 | Equipment acquired for specific research projects |  | N |  | N |  | N |  | N |  | N | Prior to FY1415=NOT required | 3
R0764 | 10-11 | 2011-07-01 | 2014-07-01 18:00 |  | Research | Research | Phillips | BV Pulsera | BV Pulsera 9" | BV Pulsera with Advanced Cardiac and Vascular imaging |  |  | Andrew Trafford | Andrew Trafford | 1 Good | 2 Good | 1 Dedicated to particular experiment | 0 | MHS | Biomedicine | 777857 |  | 3c5 | 3. Materials Characterisation | C. Imaging | 5. In Vivo Fluorescence | y |  |  |  |  | R112473 | R112473 | 9011 | R112473 | 6520 | 9013 | 31 | 60000 | 60000 | 0 | 0 | 0 | 60000 | [12 empty] | 60000 | 60000 |  | 0 | [23 empty] | 60000 | 36 | 3 | Equipment acquired for specific research projects |  | N |  | N |  | N |  | N |  | N | Prior to FY1415=NOT required | 3
R0765 | 10-11 | 2011-07-01 | 2014-07-01 18:00 |  | Research | Research |  |  | EDS X-Ray Analysis | EDS X-Ray Analysis | [7 empty] | 0 | EPS | Materials | 726262 |  | 3A6 | 3. Materials Characterisation | A. Spectroscopy | 6. X-ray Photoemission | y |  |  |  |  | R111704 | R111704 | 9011 | R111704 | 6520 | 9013 | 01 | 110565.6 | 110565.6 | 0 | 0 | 0 | 110565.6 | [12 empty] | 110565.6 | 110565.6 |  | 0 | [23 empty] | 110565.6 | 36 | 3 | Equipment acquired for specific research projects |  | N |  | N |  | N |  | N |  | N | Prior to FY1415=NOT required | 10
R0766 | 10-11 | 2011-10-01 | 2013-03-01 15:43 |  | Research | Research | Hach Lange |  | Orbisphere 410 | Orbisphere 410 | Manufacturing Technology Research Lab - Sackville Street Building | Sackville Street Building | [5 empty] | 0 | EPS | MACE | 780884 | [5 empty] | y |  |  | Data confirmed as part of data cleanse exercise (March 2015). Asset not physically verified. |  | R112110 | R112110 | 9011 | R112110 | 6520 | 9013 | 03 | 14334.26 | 14334.26 | 0 | 0 | 0 | 14334.26 | [12 empty] | 14334.26 | 14334.26 |  | 0 | [23 empty] | 14334.26 | 17 | 1 | Does not match Policy. Check | UEL end dates coincide with the research grant end date, and this may not match the policy | N |  | N |  | N |  | N |  | N | Prior to FY1415=NOT required | 11
R0767 | 10-11 | 2011-10-01 | 2013-03-01 15:43 |  | Research | Research | Manchester Fluid Systems (Swagelok) |  | Tubing for DCF | Tubing for DCF | Manufacturing Technology Research Lab - Sackville Street Building | Sackville Street Building | Peter Bailey | Peter Bailey |  |  |  | 0 | EPS | MACE | 780882 | [5 empty] | y |  |  | Data confirmed as part of data cleanse exercise (March 2015). Asset not physically verified. |  | R112110 | R112110 | 9011 | R112110 | 6520 | 9013 | 03 | 15565.97 | 15565.97 | 0 | 0 | 0 | 15565.97 | [12 empty] | 15565.97 | 15565.97 |  | 0 | [23 empty] | 15565.97 | 17 | 1 | Does not match Policy. Check | UEL end dates coincide with the research grant end date, and this may not match the policy | N |  | N |  | N |  | N |  | N | Prior to FY1415=NOT required | 9
R0768 | 10-11 | 2011-10-01 | 2013-03-01 15:43 |  | Research | Research | Gilwood |  | 4off PWR Vessels | 4off PWR Vessels | Manufacturing Technology Research Lab - Sackville Street Building | Sackville Street Building | David Bolton? | David Bolton? |  |  |  | 0 | EPS | MACE | 786353 | [5 empty] | y |  |  | Data confirmed as part of data cleanse exercise (March 2015). Asset not physically verified. |  | R112110 | R112110 | 9011 | R112110 | 6520 | 9013 | 03 | 32063 | 32063 | 0 | 0 | 0 | 32063 | [12 empty] | 32063 | 32063 |  | 0 | [23 empty] | 32063 | 17 | 1 | Does not match Policy. Check | UEL end dates coincide with the research grant end date, and this may not match the policy | N |  | N |  | N |  | N |  | N | Prior to FY1415=NOT required | 9
R0769 | 10-11 | 2011-10-01 | 2013-03-01 15:43 |  | Research | Research | Serco Ltd |  | EAC Rig | EAC Rig | Manufacturing Technology Research Lab - Sackville Street Building | Sackville Street Building | Andrew Sherry / Scott Noble | Andrew Sherry / Scott Noble |  |  |  | 0 | EPS | MACE | 807096 | [5 empty] | y |  |  | Data confirmed as part of data cleanse exercise (March 2015). Asset not physically verified. |  | R112110 | R112110 | 9011 | R112110 | 6520 | 9013 | 03 | 90468.84 | 90468.84 | 0 | 0 | 0 | 90468.84 | [12 empty] | 90468.84 | 90468.84 |  | 0 | [23 empty] | 90468.84 | 17 | 1 | Does not match Policy. Check | UEL end dates coincide with the research grant end date, and this may not match the policy | N |  | N |  | N |  | N |  | N | Prior to FY1415=NOT required | 9
R0770 | 10-11 | 2011-10-01 | 2013-03-01 15:43 |  | Research | Research | Serco Ltd |  | EAC Rig | EAC Rig | Manufacturing Technology Research Lab - Sackville Street Building | Sackville Street Building | Andrew Sherry | Andrew Sherry |  |  |  | 0 | EPS | MACE | 767986 | [5 empty] | y |  |  | Data confirmed as part of data cleanse exercise (March 2015). Asset not physically verified. |  | R112110 | R112110 | 9011 | R112110 | 6520 | 9013 | 03 | 174937.53 | 174937.53 | 0 | 0 | 0 | 174937.53 | [12 empty] | 174937.53 | 174937.53 |  | 0 | [23 empty] | 174937.53 | 17 | 1 | Does not match Policy. Check | UEL end dates coincide with the research grant end date, and this may not match the policy | N |  | N |  | N |  | N |  | N | Prior to FY1415=NOT required | 9
R0771 | 10-11 | 2011-10-01 | 2013-03-01 15:43 |  | Research | Research | Serco Ltd |  | EAC Rig | EAC Rig | Manufacturing Technology Research Lab - Sackville Street Building | Sackville Street Building | [5 empty] | 0 | EPS | Materials | 807096 | [5 empty] | y |  |  |  |  | R112113 | R112113 | 9011 | R112113 | 6520 | 9013 | 03 | 84625.56 | 84625.56 | 0 | 0 | 0 | 84625.56 | [12 empty] | 84625.56 | 84625.56 |  | 0 | [23 empty] | 84625.56 | 17 | 1 | Does not match Policy. Check | UEL end dates coincide with the research grant end date, and this may not match the policy | N |  | N |  | N |  | N |  | N | Prior to FY1415=NOT required | 11
R0772 | 10-11 | 2011-07-01 | 2014-07-01 18:00 |  | Research | Research | Zeiss | Axio Observer | Axio Observer D1 Inverted Microscope | Axio Observer Microscopes | located in FLS (was in Paterson Institute for Cancer Research - Breakthrough Developmental Biology) |  | Paul Lu | Paul Lu |  |  |  | 0 | MHS | Paterson Institute | 809323 | [5 empty] | y |  |  |  |  | R104463 | R104463 | 9011 | R104463 | 6520 | 9013 | 31 | 148417.82 | 148417.82 | 0 | 0 | 0 | 148417.82 | [12 empty] | 148417.82 | 148417.82 |  | 0 | [23 empty] | 148417.82 | 36 | 3 | Equipment acquired for specific research projects |  | N |  | N |  | N |  | N |  | N | Prior to FY1415=NOT required | 9
R0773a | 10-11 | 2012-07-01 | 2015-07-01 18:00 |  | Research | Research | Cryogenic Ltd | E580 | MPMS XL | Super Conducting Magnet | PSI | Alan Turing Building | Brian Towlson | Dave Collinson | 1 Good | 2 Good | 2 General purpose research | 0.2 | EPS | Chemistry | 808837 | EPR Facility | 3j2 | 3. Materials Characterisation | J. Magnetometry | 2. SQUID | y |  |  | Data confirmed as part of data cleanse exercise (March 2015). Asset not physically verified. |  | R112976 | R112976 | 9011 | R112976 | 6520 | 9013 | 01 | 407213.77 | 407213.77 | 0 | 0 | 0 | 407213.77 | [12 empty] | 407213.77 | 407213.77 |  | 0 | [23 empty] | 407213.77 | 36 | 3 | Equipment acquired for specific research projects |  | N |  | N |  | N |  | N |  | N | Prior to FY1415=NOT required | 0 | 27.01.16: Consolidated multiple lines due to FAR cleanse exercise
R0773a | 10-11 | 2012-07-01 | 2015-07-01 18:00 |  | Part Funded | University Funded | Cryogenic Ltd | E580 | MPMS XL | Super Conducting Magnet | PSI | Alan Turing Building | Brian Towlson | Dave Collinson | 1 Good | 2 Good | 2 General purpose research | 0.2 | EPS | Chemistry | 808837 | EPR Facility | 3j2 | 3. Materials Characterisation | J. Magnetometry | 2. SQUID | y |  |  | Data confirmed as part of data cleanse exercise (March 2015). Asset not physically verified. |  | AA10325 | AA10325 | 9011 | AA10325 | 6522 | 9013 | 00 | 177500 | 177500 | 0 | 0 | 0 | 177500 | [12 empty] | 177500 | 177500 |  | 0 | [23 empty] | 177500 | 36 | 3 | Equipment acquired for specific research projects |  | N |  | N |  | N |  | N |  | N | Prior to FY1415=NOT required | 0 | 27.01.16: Consolidated multiple lines due to FAR cleanse exercise
R0773b | 11-12 | 2012-07-01 | 2015-07-01 18:00 |  | Research | Research | Cryogenic Ltd | E580 | Bruker EMX Micro C2006 | Super Conducting Magnet restricted field | PSI | Alan Turing Building | Brian Towlson | Dave Collinson | 1 Good | 2 Good | 2 General purpose research | 0.2 | EPS | Chemistry | 808837 | EPR Facility | 3j2 | 3. Materials Characterisation | J. Magnetometry | 2. SQUID | y |  |  | Data confirmed as part of data cleanse exercise (March 2015). Asset not physically verified. |  | R112976 | R112976 | 9011 | R112976 | 6520 | 9013 | 01 | 1079591.44 | 1079591.44 | 0 | 0 | 0 | 1079591.44 | [12 empty] | 1079591.44 | 1079591.44 |  | 0 | [23 empty] | 1079591.44 | 36 | 3 | Equipment acquired for specific research projects |  | N |  | N |  | N |  | N |  | N | Prior to FY1415=NOT required | 0 | 27.01.16: Consolidated multiple lines due to FAR cleanse exercise
R0773c | 11-12 | 2012-07-01 | 2015-07-01 18:00 |  | Research | Research | Cryogenic Ltd | E580 | ODMR Magnetic Resonance | Optically detected/excited spin resanance | PSI | Alan Turing Building | Brian Towlson | Dave Collinson | 1 Good | 2 Good | 2 General purpose research | 0.2 | EPS | Chemistry | 808837 | EPR Facility | 3j2 | 3. Materials Characterisation | J. Magnetometry | 2. SQUID | y |  |  | Data confirmed as part of data cleanse exercise (March 2015). Asset not physically verified. |  | R112976 | R112976 | 9011 | R112976 | 6520 | 9013 | 01 | 400000 | 400000 | 0 | 0 | 0 | 400000 | [12 empty] | 400000 | 400000 |  | 0 | [23 empty] | 400000 | 36 | 3 | Equipment acquired for specific research projects |  | N |  | N |  | N |  | N |  | N | Prior to FY1415=NOT required | 0 | 27.01.16: Consolidated multiple lines due to FAR cleanse exercise
R0773d | 10-11 | 2012-07-01 | 2015-07-01 18:00 |  | Part Funded | University Funded | Cryogenic Ltd | E580 | MPMS Intermediate | Super Conducting Magnet | PSI | Alan Turing Building | Brian Towlson | Dave Collinson | 1 Good | 2 Good | 2 General purpose research | 0.2 | EPS | Chemistry | 808837 | EPR Facility | 3j2 | 3. Materials Characterisation | J. Magnetometry | 2. SQUID | y |  |  | Data confirmed as part of data cleanse exercise (March 2015). Asset not physically verified. |  | AA10325 | AA10325 | 9011 | AA10325 | 6522 | 9013 | 00 | 177500 | 177500 | 0 | 0 | 0 | 177500 | [12 empty] | 177500 | 177500 |  | 0 | [23 empty] | 177500 | 36 | 3 | Equipment acquired for specific research projects |  | N |  | N |  | N |  | N |  | N | Prior to FY1415=NOT required | 0 | 27.01.16: Consolidated multiple lines due to FAR cleanse exercise
R0774 | 10-11 | 2011-07-01 | 2014-07-01 |  | Research | Research | BD | FACSJazz | FACSJAZZ CELL SORTER | FACSJAZZ CELL SORTER | Paterson Institute - Flow Cytometry | Paterson Building | Morgan Blaylock | Jeff Barry | 1 Good | 1 State of art | 2 General purpose research | 0.2 | MHS | Paterson Institute | 815789 |  | 2e6 | 2. Process Equipment – Biological | E. Characterisation | 6. Analysers | y |  |  |  |  | R112021 | R112021 | 9011 | R112021 | 6520 | 9013 | 31 | 100000 | 100000 | 0 | 0 | 0 | 100000 | [12 empty] | 100000 | 100000 |  | 0 | [23 empty] | 100000 | 36 | 3 | Equipment acquired for specific research projects |  | N |  | N |  | N |  | N |  | N | Prior to FY1415=NOT required | 1
R0775 | 10-11 | 2011-10-01 | 2014-10-01 18:00 |  | Research | Research |  |  | Phosphorescence Lifetime Spectrometer | Phosphorescence Lifetime Spectrometer | School request write off |  |  |  | 1 Good | 2 Good |  |  | EPS | Chemistry | 807403 | [5 empty] | y |  |  | Data confirmed as part of data cleanse exercise (March 2015). Asset not physically verified. |  | R106713 | R106713 | 9011 | R106713 | 6520 | 9013 | 01 | 15176.7 | 15176.7 | 0 | 0 | 0 | 15176.7 | [12 empty] | 15176.7 | 15176.7 |  | 0 | [23 empty] | 15176.7 | 36 | 3 | Equipment acquired for specific research projects |  | N |  | N |  | N |  | N |  | N | Prior to FY1415=NOT required | 12
R0775 | 10-11 | 2011-10-01 | 2014-10-01 18:00 |  | Research | Research |  |  | Phosphorescence Lifetime Spectrometer | Phosphorescence Lifetime Spectrometer | School request write off |  |  |  | 1 Good | 2 Good |  |  | EPS | Chemistry | 807403 | [5 empty] | y |  |  | Data confirmed as part of data cleanse exercise (March 2015). Asset not physically verified. |  | R104622 | R104622 | 9011 | R104622 | 6520 | 9013 | 04 | 12297.24 | 12297.24 | 0 | 0 | 0 | 12297.24 | [12 empty] | 12297.24 | 12297.24 |  | 0 | [23 empty] | 12297.24 | 36 | 3 | Equipment acquired for specific research projects |  | N |  | N |  | N |  | N |  | N | Prior to FY1415=NOT required | 12
R0775 | 10-11 | 2011-10-01 | 2014-10-01 18:00 |  | Research | Research |  |  | Phosphorescence Lifetime Spectrometer | Phosphorescence Lifetime Spectrometer | School request write off |  |  |  | 1 Good | 2 Good |  |  | EPS | Chemistry | 807403 | [5 empty] | y |  |  | Data confirmed as part of data cleanse exercise (March 2015). Asset not physically verified. |  | R111952 | R111952 | 9011 | R111952 | 6520 | 9013 | 01 | 6956.73 | 6956.73 | 0 | 0 | 0 | 6956.73 | [12 empty] | 6956.73 | 6956.73 |  | 0 | [23 empty] | 6956.73 | 36 | 3 | Equipment acquired for specific research projects |  | N |  | N |  | N |  | N |  | N | Prior to FY1415=NOT required | 12
R0775 | 10-11 | 2011-10-01 | 2014-10-01 18:00 |  | Part Funded | Other |  |  | Phosphorescence Lifetime Spectrometer | Phosphorescence Lifetime Spectrometer | School request write off |  |  |  | 1 Good | 2 Good |  |  | EPS | Chemistry | 807403 | [5 empty] | y |  |  | Data confirmed as part of data cleanse exercise (March 2015). Asset not physically verified. |  | P107885 | P107885 | 9011 | P107885 | 6521 | 9013 | 01 | 5691.88 | 5691.88 | 0 | 0 | 0 | 5691.88 | [12 empty] | 5691.88 | 5691.88 |  | 0 | [23 empty] | 5691.88 | 36 | 3 | Equipment acquired for specific research projects |  | N |  | N |  | N |  | N |  | N | Prior to FY1415=NOT required | 12
R0777 | 10-11 | 2011-10-01 | 2014-10-01 |  | Research | Research | Newport Spectra-Physics & APE | Millennia Prime 15, Tsunami 3960C-15HP, PulseSelect, Harmonixx THG | Spectra Physics Tsuinami system | Femto second laser system (Laser Photonics Research) | Alan turing 1.303 | Alan Turing Building | Phil Dawson | Philip Dawson | 1 Good | 2 Good | 1 Dedicated to particular experiment | 0 | EPS | Physics | 828858 |  | 4D6 | 4. Sample Measurement/Analysis | D. Laser | 6. Picosecond | n |  |  | Data confirmed as part of data cleanse exercise (March 2015). Asset not physically verified. |  | R112736 | R112736 | 9011 | R112736 | 6520 | 9013 | 01 | 143267.4 | 143267.4 | 0 | 0 | 0 | 143267.4 | [12 empty] | 143267.4 | 143267.4 |  | 0 | [23 empty] | 143267.4 | 36 | 3 | Equipment acquired for specific research projects |  | N |  | N |  | N |  | N |  | N | Prior to FY1415=NOT required | 1 | 27.01.16: Consolidated multiple lines due to FAR cleanse exercise
R0778 | 10-11 | 2011-07-01 | 2014-07-01 18:00 |  | Research | Research | Cairn/Nikon |  | Cairn Epifluorescence System | Cairn Epifluorescence System |  |  | Sue Greenwood | Melissa Westwood | 1 Good | 2 Good | 4 Not used in past year | 0 | MHS | Biomedicine | 800672 |  | 2e1 | 2. Process Equipment – Biological | E. Characterisation | 1. Fluorescent Readers | y |  |  |  |  | R112973 | R112973 | 9011 | R112973 | 6520 | 9013 | 31 | 43835 | 43835 | 0 | 0 | 0 | 43835 | [12 empty] | 43835 | 43835 |  | 0 | [23 empty] | 43835 | 36 | 3 | Equipment acquired for specific research projects |  | N |  | N |  | N |  | N |  | N | Prior to FY1415=NOT required | 4
R0779 | 10-11 | 2012-07-01 | 2015-07-01 18:00 |  | Research | Research | Thermo Fisher Scientific |  | HELIX MCAR-HR | instrument capable of analysing all isotopes of noble gases | Williamson G50 | Williamson Building | John Cowpe | Christopher Ballentine | 1 Good | 2 Good | 1 Dedicated to particular experiment | 0 | EPS | SEAES | 848293 |  | 3B3 | 3. Materials Characterisation | B. Spectrometry | 3. Mass Spectrometry | y | yes | 2016-07-01 | Confirmed by Vikki Fellows with signed verification form | as per FY1516 YrEnd Verification & Impairments Exercise in Jul'16 | R113438 | R113438 | 9011 | R113438 | 6520 | 9013 | 05 | 0 | 0 | 0 | 0 | 0 | 0 | [12 empty] | 0 | 0 |  | 0 | [23 empty] | 0 | 36 | 3 | Equipment acquired for specific research projects |  | N |  | N |  | N |  | N |  | Y |  | 2
R0779 | 13-14 | 2012-06-01 | 2015-06-01 18:00 |  | Research | Research | Thermo Fisher Scientific |  | HELIX MCAR-HR | instrument capable of analysing all isotopes of noble gases | Williamson G50 | Williamson Building | John Cowpe | Christopher Ballentine | 1 Good | 2 Good | 1 Dedicated to particular experiment | 0 | EPS | SEAES | 848293 |  | 3B3 | 3. Materials Characterisation | B. Spectrometry | 3. Mass Spectrometry | y | yes | 2016-07-01 | Confirmed by Vikki Fellows with signed verification form | as per FY1516 YrEnd Verification & Impairments Exercise in Jul'16 | R113030 | R113030 | 9011 | R113030 | 6520 | 9013 | 05 | 0 | 0 | 0 | 0 | 0 | 0 | [12 empty] | 0 | 0 |  | 0 | [23 empty] | 0 | 36 | 3 | Equipment acquired for specific research projects |  | N |  | N |  | N |  | N |  | Y |  | 2
R0780 | 10-11 | 2011-07-01 | 2014-07-01 18:00 |  | Research | Research |  |  | Digital holographic microscope | Digital holographic microscope |  |  |  | John Vickerman |  |  |  | 0 | EPS | CEAS | 839770 | [5 empty] | y |  |  | Verified as part of data cleanse exercise (March 2015) |  | R107857 | R107857 | 9011 | R107857 | 6520 | 9013 | 01 | 99960 | 99960 | 0 | 0 | 0 | 99960 | [12 empty] | 99960 | 99960 |  | 0 | [23 empty] | 99960 | 36 | 3 | Equipment acquired for specific research projects |  | N |  | N |  | N |  | N |  | N | Prior to FY1415=NOT required | 13
R0782 | 10-11 | 2011-07-01 | 2014-07-01 18:00 |  | Research | Research | Photometrics |  | Confocal Microscope | Confocal Microscope | Paterson Institute - ADVANCED IMAGING UNIT | Paterson Building | Steven Bagley | Steven Bagley | 1 Good | 1 State of art | 2 General purpose research | 0.3 | MHS | Paterson Institute | 842010 |  | 3d1 | 3. Materials Characterisation | D. Optical Microscopy | 1. Confocal | y |  |  |  |  | R112021 | R112021 | 9011 | R112021 | 6520 | 9013 | 31 | 32015 | 32015 | 0 | 0 | 0 | 32015 | [12 empty] | 32015 | 32015 |  | 0 | [23 empty] | 32015 | 36 | 3 | Equipment acquired for specific research projects |  | N |  | N |  | N |  | N |  | N | Prior to FY1415=NOT required | 2
R0783 | 10-11 | 2011-07-01 | 2014-07-01 18:00 |  | Research | Research | Dionex | Ultimate 3000 | Ultimate 3000 Binary Rapid Separation Nano Flow Pump | Ultimate 3000 Binary Rapid Separation Nano Flow Pump | Paterson Institute - MASS SPEC | Paterson Building | Duncan Smith | Duncan Smith | 1 Good | 3 Adequate | 1 Dedicated to particular experiment | 0 | MHS | Paterson Institute | 842154 |  | 3l5 | 3. Materials Characterisation | L. Chemical Analysis | 5. Chromatography | y |  |  |  |  | R112021 | R112021 | 9011 | R112021 | 6520 | 9013 | 31 | 39360.52 | 39360.52 | 0 | 0 | 0 | 39360.52 | [12 empty] | 39360.52 | 39360.52 |  | 0 | [23 empty] | 39360.52 | 36 | 3 | Equipment acquired for specific research projects |  | N |  | N |  | N |  | N |  | N | Prior to FY1415=NOT required | 1
R0784 | 10-11 | 2011-07-01 | 2014-07-01 18:00 |  | Research | Research | Applied biosystems | 5500xl | 5500xl-u for SOLiD 4 | Upgrade of SOLiD 4 sequencer | Univ Manchester Genetic Medicine St Mary's Hopsital 6th Floor Room L6.CV.125 | St Mary's Hospital | James O'Sullivan | Mike Dixon | 1 Good | 2 Good | 2 General purpose research | 0.1 | FLS | Life Sciences | 807460 | No | 4f3 | 4. Sample Measurement/Analysis | F. Proteins/Nucleic Acids | 3. Sequencers | y |  |  |  |  | R111838 | R111838 | 9011 | R111838 | 6520 | 9013 | 26 | 72730 | 72730 | 0 | 0 | 0 | 72730 | [12 empty] | 72730 | 72730 |  | 0 | [23 empty] | 72730 | 36 | 3 | Equipment acquired for specific research projects |  | N |  | N |  | N |  | N |  | N | Prior to FY1415=NOT required | 0
R0785 | 10-11 | 2011-07-01 | 2014-07-01 18:00 |  | Research | Research | Newport Spectra-Physics & APE | Millennia Prime 15, Tsunami 3960C-15HP, PulseSelect, Harmonixx THG | Millennia Prime 15, Tsunami 3960C-15HP, PulseSelect, Harmonixx THG | Ultrafast Laser System - high-power, broadband tunable, lok-to-clock femto/pico-Ti:Sa laser with pulse picker and SHG/THG units for ~100fs/2ps/30ps, <80MHz operation from >230-1060nm (with gaps) | Alan Turing Building 1.303 | Alan Turing Building | Philip Dawson | Philip Dawson | 1 Good | 2 Good | 1 Dedicated to particular experiment | 0 | EPS | Physics | 828861 |  | 4D6 | 4. Sample Measurement/Analysis | D. Laser | 6. Picosecond | n |  |  | Data confirmed as part of data cleanse exercise (March 2015). Asset not physically verified. |  | R112736 | R112736 | 9011 | R112736 | 6520 | 9013 | 01 | 69632.4 | 69632.4 | 0 | 0 | 0 | 69632.4 | [12 empty] | 69632.4 | 69632.4 |  | 0 | [23 empty] | 69632.4 | 36 | 3 | Equipment acquired for specific research projects |  | N |  | N |  | N |  | N |  | N | Prior to FY1415=NOT required | 1
R0786 | 10-11 | 2011-10-01 | 2014-10-01 18:00 |  | Research | Research |  |  | Photon Polymerisation Stereolithography System | Photon Polymerisation Stereolithography System | MIB | MIB Building |  | Alberto Saiani |  |  |  | 0 | EPS | Materials | 773573 | [5 empty] | y | yes | 2015-07-01 | PAUL JORDAN/JOHN GOODIER | as per Jun'15 verification exercise for FY14-15 YrEnd | R112179 | R112179 | 9011 | R112179 | 6520 | 9013 | 01 | 301152.66 | 301152.66 | 0 | 0 | 0 | 301152.66 | [12 empty] | 301152.66 | 301152.66 |  | 0 | [23 empty] | 301152.66 | 36 | 3 | Equipment acquired for specific research projects |  | N |  | N |  | N |  | N |  | Y |  | 11 | 27.01.16: Consolidated multiple lines due to FAR cleanse exercise
R0787 | 11-12 | 2011-10-01 | 2014-10-01 18:00 |  | Research | Research | 3D Histech | Panoramic Scan 150/300 | Fluorescence Upgrade For Panoramic Scan 150/300 | Fluorescence Upgrade For Panoramic Scan 150/300 | Paterson Institute - ADVANCED IMAGING UNIT | Paterson Building | Steven Bagley | Steven Bagley | 1 Good | 1 State of art | 2 General purpose research | 0.3 | MHS | Paterson Institute | 834207 |  | 3d7 | 3. Materials Characterisation | D. Optical Microscopy | 7. Fluorescence | y |  |  |  |  | R112021 | R112021 | 9011 | R112021 | 6520 | 9013 | 31 | 61017 | 61017 | 0 | 0 | 0 | 61017 | [12 empty] | 61017 | 61017 |  | 0 | [23 empty] | 61017 | 36 | 3 | Equipment acquired for specific research projects |  | N |  | N |  | N |  | N |  | N | Prior to FY1415=NOT required | 1
R0788 | 11-12 | 2012-07-01 | 2014-07-01 12:00 |  | Research | Research | Zeiss | C25 | Zeiss Hyrax C25 | Hyrax C25 | 3rd Floor, Core Technology Facility | Core Technology Facility Building | Halina Dobrzynski |  | 1 Good | 2 Good | 2 General purpose research |  | MHS | Clinical and Lab Sciences | 836298 | [5 empty] | n/a |  |  |  |  | R112309 | R112309 | 9011 | R112309 | 6520 | 9013 | 31 | 0 | 0 | 0 | 0 | 0 | 0 | [12 empty] | 0 | 0 |  | 0 | [23 empty] | 0 | 24 | 2 | Does not match Policy. Check | UEL end dates coincide with the research grant end date, and this may not match the policy | N |  | N |  | N |  | N |  | N | Prior to FY1415=NOT required | 7
R0789 | 11-12 | 2011-10-01 | 2014-10-01 18:00 |  | Research | Research | Andor | DU-888 | Andor DU-888 Camera | High Sensitivity EMCCD Camera | Paterson Institute - Advanced Imaging Unit | Paterson Building | Steven Bagley | Steven Bagley | 1 Good | 1 State of art | 2 General purpose research | 0.3 | MHS | Paterson Institute | 813499 |  | 3d7 | 3. Materials Characterisation | D. Optical Microscopy | 7. Fluorescence | y |  |  |  |  | R112021 | R112021 | 9011 | R112021 | 6520 | 9013 | 31 | 31017 | 31017 | 0 | 0 | 0 | 31017 | [12 empty] | 31017 | 31017 |  | 0 | [23 empty] | 31017 | 36 | 3 | Equipment acquired for specific research projects |  | N |  | N |  | N |  | N |  | N | Prior to FY1415=NOT required | 1
R0790 | 11-12 | 2012-07-01 | 2014-12-31 |  | Research | Research | Setaram Instrumentation | SETSYS Evolution | SETARAM Instrumentation, SETSYS Evolution TGA16/18" | Measuring the weight gain of materials during oxidation | F17, Material Science Centre | Materials Science Building | Ping Xiao | Andrew Walwork | 1 Good | 1 State of art | 1 Dedicated to particular experiment | 0.3 | EPS | Materials | 874427 |  | 3M3 | 3. Materials Characterisation | M. Physical Properties | 3. Thermal | y | yes | 2015-07-01 | PAUL JORDAN/JOHN GOODIER | as per Jun'15 verification exercise for FY14-15 YrEnd | R111981 | R111981 | 9011 | R111981 | 6520 | 9013 | 01 | 36423.36 | 36423.36 | 0 | 0 | 0 | 36423.36 | [12 empty] | 36423.36 | 36423.36 |  | 0 | [23 empty] | 36423.36 | 30 | 3 | Equipment acquired for specific research projects |  | N |  | N |  | N |  | N |  | Y |  | 1
R0790 | 11-12 | 2012-07-01 | 2013-10-20 |  | Research | Research | Setaram Instrumentation | SETSYS Evolution | SETARAM Instrumentation, SETSYS Evolution TGA16/18" | Measuring the weight gain of materials during oxidation | F17, Material Science Centre | Materials Science Building | Ping Xiao | Andrew Walwork | 1 Good | 1 State of art | 1 Dedicated to particular experiment | 0.3 | EPS | Materials | 874427 |  | 3M3 | 3. Materials Characterisation | M. Physical Properties | 3. Thermal | y | yes | 2015-07-01 | PAUL JORDAN/JOHN GOODIER | as per Jun'15 verification exercise for FY14-15 YrEnd | R108157 | R108157 | 9011 | R108157 | 6520 | 9013 | 01 | 13008.34 | 13008.34 | 0 | 0 | 0 | 13008.34 | [12 empty] | 13008.34 | 13008.34 |  | 0 | [23 empty] | 13008.34 | 16 | 1 | Does not match Policy. Check | UEL end dates coincide with the research grant end date, and this may not match the policy | N |  | N |  | N |  | N |  | Y |  | 1
R0791 | 11-12 | 2011-10-01 | 2014-10-01 18:00 |  | Research | Research | Li-Cor | Odyssey | Licor Odyssey SA | Scanning/imaging system for western blotting | Michael Smith B4087 | Michael Smith Building | Philip Woodman | Philip Woodman | 1 Good | 1 State of art | 2 General purpose research | 0 | FLS | Life Sciences | 872419 |  | 3c3 | 3. Materials Characterisation | C. Imaging | 3. Infra-Red | y |  |  | Verified as part of data cleanse exercise (March 2015) |  | R105669 | R105669 | 9011 | R105669 | 6520 | 9013 | 01 | 19750 | 19750 | 0 | 0 | 0 | 19750 | [12 empty] | 19750 | 19750 |  | 0 | [23 empty] | 19750 | 36 | 3 | Equipment acquired for specific research projects |  | N |  | N |  | N |  | N |  | N | Prior to FY1415=NOT required | 1
R0791 | 11-12 | 2011-10-01 | 2014-10-01 18:00 |  | Research | Research | Li-Cor | Odyssey | Licor Odyssey SA | Scanning/imaging system for western blotting | Michael Smith B4087 | Michael Smith Building | Philip Woodman | Philip Woodman | 1 Good | 1 State of art | 2 General purpose research | 0 | FLS | Life Sciences | 872419 |  | 3c3 | 3. Materials Characterisation | C. Imaging | 3. Infra-Red | y |  |  | Verified as part of data cleanse exercise (March 2015) |  | R102991 | R102991 | 9011 | R102991 | 6520 | 9013 | 31 | 7000 | 7000 | 0 | 0 | 0 | 7000 | [12 empty] | 7000 | 7000 |  | 0 | [23 empty] | 7000 | 36 | 3 | Equipment acquired for specific research projects |  | N |  | N |  | N |  | N |  | N | Prior to FY1415=NOT required | 1
R0792 | 11-12 | 2011-11-01 | 2012-11-01 06:00 |  | Research | Research | Leica | DM6000 | Leica DM6000 | Structured Illumination Fluorescence Microscope | Michael Smith Building rooms B.4206 &B.4207 | Michael Smith Building | Sanjai Patel | Sanjai Patel | 1 Good | 1 State of art | 2 General purpose research | 0.2 | FLS | Life Sciences | 876051 | Drosophila Fly Facility | 3d7 | 3. Materials Characterisation | D. Optical Microscopy | 7. Fluorescence | y |  |  |  |  | R108097 | R108097 | 9011 | R108097 | 6520 | 9013 | 31 | 55018.02 | 55018.02 | 0 | 0 | 0 | 55018.02 | [12 empty] | 55018.02 | 55018.02 |  | 0 | [23 empty] | 55018.02 | 12 | 1 | Does not match Policy. Check | UEL end dates coincide with the research grant end date, and this may not match the policy | N |  | N |  | N |  | N |  | N | Prior to FY1415=NOT required | 0
R0794 | 11-12 | 2011-09-01 | 2014-09-01 18:00 |  | Research | Research | GMW Associates | 3473 | GMW 3473 2T Electromagnet | GMW 3473 2T Electromagnet | IT Building IT103 | IT Building | Tom Thomson |  | 1 Good | 2 Good | Dedicated to an experiment | 0.1 | EPS | Computer Science | 809319 | [5 empty] | y | Yes | 2016-07-01 | confirmed by Phill McDonald with signed verification form | as per FY1516 YrEnd Verification & Impairments Exercise in Jul'16 | R107512 | R107512 | 9011 | R107512 | 6520 | 9013 | 01 | 46359.82 | 46359.82 | 0 | 0 | 0 | 46359.82 | [12 empty] | 46359.82 | 46359.82 |  | 0 | [23 empty] | 46359.82 | 36 | 3 | Equipment acquired for specific research projects |  | N |  | N |  | N |  | N |  | Y | Prior to FY1415=NOT required | 6
R0794 | 11-12 | 2011-10-01 | 2014-10-01 18:00 |  | Research | Research | GMW Associates | 3473 | GMW 3473 2T Electromagnet | GMW 3473 2T Electromagnet | IT Building IT103 | IT Building | Tom Thomson |  | 1 Good | 2 Good | Dedicated to an experiment | 0.1 | EPS | Computer Science | 809319 | [5 empty] | y | Yes | 2016-07-01 | confirmed by Phill McDonald with signed verification form | as per FY1516 YrEnd Verification & Impairments Exercise in Jul'16 | R107007 | R107007 | 9011 | R107007 | 6520 | 9013 | 05 | 14338.17 | 14338.17 | 0 | 0 | 0 | 14338.17 | [12 empty] | 14338.17 | 14338.17 |  | 0 | [23 empty] | 14338.17 | 36 | 3 | Equipment acquired for specific research projects |  | N |  | N |  | N |  | N |  | Y | Prior to FY1415=NOT required | 6
R0795 | 11-12 | 2011-10-01 | 2014-10-01 18:00 |  | Research | Research |  |  | Biodynamic Test Instrument | Biodynamic Test Instrument |  |  | Loiuse Carney | Catherine Merry |  |  |  | 0 | EPS | Materials | 829909 |  | 3K1 | 3. Materials Characterisation | K. Mechanical Properties | 1. Tensometer | y |  |  |  |  | R113179 | R113179 | 9011 | R113179 | 6520 | 9013 | 01 | 28373 | 28373 | 0 | 0 | 0 | 28373 | [12 empty] | 28373 | 28373 |  | 0 | [23 empty] | 28373 | 36 | 3 | Equipment acquired for specific research projects |  | N |  | N |  | N |  | N |  | N | Prior to FY1415=NOT required | 8
R0796 | 11-12 | 2012-03-01 | 2015-03-01 18:00 |  | Research | Research | Agilent | N5230C PNA-L | N5230C PNA-L network analyser | Precision Coaxial Wire Measurement |  |  |  |  | 1 Good | 2 Good |  | 0 | EPS | Physics | 869587 |  | 4B1 | 4. Sample Measurement/Analysis | B. Electronic | 1. Network Analyser | y |  |  | Data confirmed as part of data cleanse exercise (March 2015). Asset not physically verified. |  | R112788 | R112788 | 9011 | R112788 | 6520 | 9013 | 01 | 44342.11 | 44342.11 | 0 | 0 | 0 | 44342.11 | [12 empty] | 44342.11 | 44342.11 |  | 0 | [23 empty] | 44342.11 | 36 | 3 | Equipment acquired for specific research projects |  | N |  | N |  | N |  | N |  | N | Prior to FY1415=NOT required | 6
R0797 | 11-12 | 2012-01-01 | 2015-01-01 18:00 |  | Research | Research | Weiss Gallenkamp | SGC120 Chambers | Weiss Gallenkamp, SGC120 Chambers (3of) & Ancillaries | e-Agri research | D46 Annex Sackville st | Sackville Street Building | Bruce Grieve | Bruce Grieve | 1 Good | 2 Good | 2 General purpose research | 0 | EPS | EEE | 894051 |  | 2a3 | 2. Process Equipment – Biological | A. Growth and Manipulation | 3. Cell Culture | y |  |  |  |  | R113501 | R113501 | 9011 | R113501 | 6520 | 9013 | 31 | 29998.8 | 29998.8 | 0 | 0 | 0 | 29998.8 | [12 empty] | 29998.8 | 29998.8 |  | 0 | [23 empty] | 29998.8 | 36 | 3 | Equipment acquired for specific research projects |  | N |  | N |  | N |  | N |  | N | Prior to FY1415=NOT required | 1
R0797 | 11-12 | 2012-01-01 | 2015-01-01 18:00 |  | Research | Research | Weiss Gallenkamp | SGC120 Chambers | Weiss Gallenkamp, SGC120 Chambers (3of) & Ancillaries | e-Agri research | D46 Annex Sackville st | Sackville Street Building | Bruce Grieve | Bruce Grieve | 1 Good | 2 Good | 2 General purpose research | 0 | EPS | EEE | 894051 |  | 2a3 | 2. Process Equipment – Biological | A. Growth and Manipulation | 3. Cell Culture | y |  |  |  |  | R112962 | R112962 | 9011 | R112962 | 6520 | 9013 | 04 | 0.01 | 0.01 | 0 | 0 | 0 | 0.01 | [12 empty] | 0.01 | 0.01 |  | 0 | [23 empty] | 0.01 | 36 | 3 | Equipment acquired for specific research projects |  | N |  | N |  | N |  | N |  | N | Prior to FY1415=NOT required | 1
R0797 | 11-12 | 2012-01-01 | 2015-01-01 18:00 |  | Research | Research | Weiss Gallenkamp | SGC120 Chambers | Weiss Gallenkamp, SGC120 Chambers (3of) & Ancillaries | e-Agri research | D46 Annex Sackville st | Sackville Street Building | Bruce Grieve | Bruce Grieve | 1 Good | 2 Good | 2 General purpose research | 0 | EPS | EEE | 894051 |  | 2a3 | 2. Process Equipment – Biological | A. Growth and Manipulation | 3. Cell Culture | y |  |  |  |  | R105614 | R105614 | 9011 | R105614 | 6520 | 9013 | 04 | 14999.39 | 14999.39 | 0 | 0 | 0 | 14999.39 | [12 empty] | 14999.39 | 14999.39 |  | 0 | [23 empty] | 14999.39 | 36 | 3 | Equipment acquired for specific research projects |  | N |  | N |  | N |  | N |  | N | Prior to FY1415=NOT required | 1
R0798 | 13-14 | 2011-11-01 | 2014-11-01 |  | University Funded | University Funded | Gom | Aramis 3D | GOM ARAMIS 3D | Software Licence for 3D motion analysis | Pariser Building, Rm C8 | Pariser Building | Maria Alonso Rasgado | Maria Alonso Rasgado | 1 Good | 1 State of art | 1 Dedicated to particular experiment | 0 | EPS | Materials | 870331 | [5 empty] | y |  |  |  |  | AA11098 | AA11098 | 9011 | AA11098 | 6522 | 9013 | 00 | 50000 | 50000 | 0 | 0 | 0 | 50000 | [12 empty] | 50000 | 50000 |  | 0 | [23 empty] | 50000 | 36 | 3 | Equipment acquired for specific research projects |  | N |  | N |  | N |  | N |  | N | Prior to FY1415=NOT required | 5 | 27.01.16: Consolidated multiple lines due to FAR cleanse exercise
R0799 | 11-12 | 2012-01-01 | 2015-01-01 18:00 |  | Research | Research | Li-Cor | LI-6400 XTF | Li-cor - LI-6400XTF | Portable Fluorescence and gas exchange system + arabidopsis chamber | Michael Smith D.3503 | Michael Smith Building | Giles Johnson | Giles Johnson | 1 Good | 1 State of art | 2 General purpose research | 0.2 | FLS | Life Sciences | 882054 |  | 3d7 | 3. Materials Characterisation | D. Optical Microscopy | 7. Fluorescence | y |  |  |  |  | R113718 | R113718 | 9011 | R113718 | 6520 | 9013 | 01 | 36128.4 | 36128.4 | 0 | 0 | 0 | 36128.4 | [12 empty] | 36128.4 | 36128.4 |  | 0 | [23 empty] | 36128.4 | 36 | 3 | Equipment acquired for specific research projects |  | N |  | N |  | N |  | N |  | N | Prior to FY1415=NOT required | 1
R0800 | 11-12 | 2011-11-01 | 2014-11-01 18:00 |  | Research | Research | International Transformers | 231kV HV Test Transformer | 231kV HV Test Transformer | Transformer for HV testing | Peterhead Substation, Aberdeenshire |  | Ian Cotton | Ian Cotton | 1 Good | 2 Good | 1 Dedicated to particular experiment | 0 | EPS | EEE | 771705 | Peterhead Substation | 4k1 | 4. Sample Measurement/Analysis | K. Electrical | 1. High Voltage | y |  |  | Verified as part of data cleanse exercise (March 2015) |  | R106814 | R106814 | 9011 | R106814 | 6520 | 9013 | 04 | 44987 | 44987 | 0 | 0 | 0 | 44987 | [12 empty] | 44987 | 44987 |  | 0 | [23 empty] | 44987 | 36 | 3 | Equipment acquired for specific research projects |  | N |  | N |  | N |  | N |  | N | Prior to FY1415=NOT required | 1
R0801 | 11-12 | 2012-07-01 | 2015-07-01 18:00 |  | Research | Research | Parker Hannifin Ltd |  | SN-20738_01 Cubicle | SN-20738_01 Cubicle |  |  |  |  | 1 Good | 2 Good |  |  | EPS | Physics | 840560 | [5 empty] | n |  |  | Data confirmed as part of data cleanse exercise (March 2015). Asset not physically verified. |  | R111184 | R111184 | 9011 | R111184 | 6520 | 9013 | 01 | 41680.32 | 41680.32 | 0 | 0 | 0 | 41680.32 | [12 empty] | 41680.32 | 41680.32 |  | 0 | [23 empty] | 41680.32 | 36 | 3 | Equipment acquired for specific research projects |  | N |  | N |  | N |  | N |  | N | Prior to FY1415=NOT required | 12
R0802 | 11-12 | 2012-07-01 | 2016-03-01 |  | Part Funded | Research | Thermo Fisher Scientific |  | Automated noble gas preparation system | Automated Vacuum System for noble gas mass spectrometer (Helix MC) | Williamson Building room G50 | Williamson Building | John Cowpe | Christopher Ballentine | 1 Good | 2 Good | 1 Dedicated to particular experiment | 0 | EPS | SEAES | 896753 | IAGOShttp://www.iagos.org/ | 3B3 | 3. Materials Characterisation | B. Spectrometry | 3. Mass Spectrometry | y | yes | 2016-07-01 | Confirmed by Vikki Fellows with signed verification form | as per FY1516 YrEnd Verification & Impairments Exercise in Jul'16 | R113438 | R113438 | 9011 | R113438 | 6520 | 9013 | 05 | 64205 | 64205 | 0 | 0 | 0 | 64205 | [12 empty] | 64205 | 64205 |  | 0 | [23 empty] | 64205 | 44 | 4 | Motor vehicles and other general equipment |  | N |  | N |  | N |  | N |  | Y |  | 1 | 27.01.16: Consolidated multiple lines due to FAR cleanse exercise
R0802 | 11-12 | 2012-07-01 | 2016-03-01 |  | Part Funded | University Funded | Thermo Fisher Scientific |  | Automated noble gas preparation system | Automated Vacuum System for noble gas mass spectrometer (Helix MC) | Williamson Building room G50 | Williamson Building | John Cowpe | Christopher Ballentine | 1 Good | 2 Good | 1 Dedicated to particular experiment | 0 | EPS | SEAES | 896753 | IAGOShttp://www.iagos.org/ | 3B3 | 3. Materials Characterisation | B. Spectrometry | 3. Mass Spectrometry | y | yes | 2016-07-01 | Confirmed by Vikki Fellows with signed verification form | as per FY1516 YrEnd Verification & Impairments Exercise in Jul'16 | AA08281 | AA08281 | 9011 | AA08281 | 6522 | 9013 | 00 | 0 | 0 | 0 | 0 | 0 | 0 | [12 empty] | 0 | 0 |  | 0 | [23 empty] | 0 | 44 | 4 | Motor vehicles and other general equipment |  | N |  | N |  | N |  | N |  | Y |  | 1 | 27.01.16: Consolidated multiple lines due to FAR cleanse exercise
R0803 | 11-12 | 2011-11-01 | 2014-11-01 18:00 |  | Research | Research | Leica | M165 FC | Leica M165 FC | Stereomicroscope and camera | Michael Smith Building Lab D.2401 | Michael Smith Building | Shane Herbert | Shane Herbert | 1 Good | 1 State of art | 2 General purpose research | 0 | FLS | Life Sciences | 878050 |  | 3d8 | 3. Materials Characterisation | D. Optical Microscopy | 8. Stereo | y |  |  | Verified as part of data cleanse exercise (March 2015) |  | R113674 | R113674 | 9011 | R113674 | 6520 | 9013 | 31 | 33020.94 | 33020.94 | 0 | 0 | 0 | 33020.94 | [12 empty] | 33020.94 | 33020.94 |  | 0 | [23 empty] | 33020.94 | 36 | 3 | Equipment acquired for specific research projects |  | N |  | N |  | N |  | N |  | N | Prior to FY1415=NOT required | 1
R0803 | 11-12 | 2011-11-01 | 2014-11-01 18:00 |  | Research | Research | Leica | M165 FC | Leica M165 FC | Stereomicroscope and camera | Michael Smith Building Lab D.2401 | Michael Smith Building | Shane Herbert | Shane Herbert | 1 Good | 1 State of art | 2 General purpose research | 0 | FLS | Life Sciences | 878050 |  | 3d8 | 3. Materials Characterisation | D. Optical Microscopy | 8. Stereo | y |  |  | Verified as part of data cleanse exercise (March 2015) |  | R112336 | R112336 | 9011 | R112336 | 6520 | 9013 | 31 | 7752 | 7752 | 0 | 0 | 0 | 7752 | [12 empty] | 7752 | 7752 |  | 0 | [23 empty] | 7752 | 36 | 3 | Equipment acquired for specific research projects |  | N |  | N |  | N |  | N |  | N | Prior to FY1415=NOT required | 1
R0804 | 11-12 | 2012-07-01 | 2014-08-31 |  | Research | Research | CAIR | WIBS-3 | WIBS-3 | Wavelength Integrating Bioaerosol Spectrometer Model 3 | SAE Lab, Simon Building 2.10 | Simon Building | Martin Gallagher | Martin Gallagher | 1 Good | 2 Good | 2 General purpose research | 0 | EPS | SEAES | 893837 |  | 3A4 | 3. Materials Characterisation | A. Spectroscopy | 4. Optical | n | yes | 2016-07-01 | Confirmed by Vikki Fellows with signed verification form | as per FY1516 YrEnd Verification & Impairments Exercise in Jul'16 | R113671 | R113671 | 9011 | R113671 | 6520 | 9013 | 01 | 22898.28 | 22898.28 | 0 | 0 | 0 | 22898.28 | [12 empty] | 22898.28 | 22898.28 |  | 0 | [23 empty] | 22898.28 | 26 | 2 | Does not match Policy. Check | UEL end dates coincide with the research grant end date, and this may not match the policy | N |  | N |  | N |  | N |  | Y | Prior to FY1415=NOT required | 1 | 27.01.16: Consolidated multiple lines due to FAR cleanse exercise
R0805 | 11-12 | 2012-07-01 | 2012-07-01 |  | Research | Research | GSE | Quanta 250 | GSE V Panel Simulator | FEG Environmental SEM incorporating multiple detectors | NTEC Suite, 2nd Floor Shuster Building | Schuster Building | John Roberts | Tim Abram | 1 Good | 1 State of art | 3 Research and Teaching | 0.3 | EPS | MACE | 899989 | Centre for Nuclear Energy Technology | 5a1 | 5. Large Scale Instruments | A. Simulated Environments | 1. Driving | y | yes | 2012-09-25 | Data confirmed as part of data cleanse exercise (March 2015). Asset not physically verified. |  | R111649 | R111649 | 9011 | R111649 | 6520 | 9013 | 03 | 130396.4 | 130396.4 | 0 | 0 | 0 | 130396.4 | [12 empty] | 130396.4 | 130396.4 |  | 0 | [23 empty] | 130396.4 | 1 | 0 | Does not match Policy. Check | Commissioning date was later than the grant end date (Per the 408 PA project end date report); thus end date entered = commissioning date. Thus asset is fully written down in line with the end of the grant. | N |  | Y | Commissioning date was later than the grant end date (Per the 408 PA project end date report); thus end date entered = commissioning date. Thus asset is fully written down in line with the end of the grant. | N |  | N |  | Y |  | 0
R0805 | 11-12 | 2012-07-01 | 2012-07-01 |  | Research | Research | GSE | Quanta 250 | GSE V Panel Simulator | FEG Environmental SEM incorporating multiple detectors | NTEC Suite, 2nd Floor Shuster Building | Schuster Building | John Roberts | Tim Abram | 1 Good | 2 Good | 3 Research and Teaching | 0.3 | EPS | Physics | 899989 | Centre for Nuclear Energy Technology | 5a1 | 5. Large Scale Instruments | A. Simulated Environments | 1. Driving | y | yes | 2012-09-25 | Data confirmed as part of data cleanse exercise (March 2015). Asset not physically verified. |  | R111951 | R111951 | 9011 | R111951 | 6520 | 9013 | 01 | 1045.6 | 1045.6 | 0 | 0 | 0 | 1045.6 | [12 empty] | 1045.6 | 1045.6 |  | 0 | [23 empty] | 1045.6 | 1 | 0 | Does not match Policy. Check | Commissioning date was later than the grant end date (Per the 408 PA project end date report); thus end date entered = commissioning date. Thus asset is fully written down in line with the end of the grant. | N |  | Y | Commissioning date was later than the grant end date (Per the 408 PA project end date report); thus end date entered = commissioning date. Thus asset is fully written down in line with the end of the grant. | N |  | N |  | Y |  | 0
R0806 | 11-12 | 2012-07-01 | 2015-07-01 18:00 |  | Research | Research |  |  | Millennia Prime 10 | Millennia Prime 10 |  |  |  |  | 1 Good | 2 Good |  |  | EPS | Physics | 901646 | [5 empty] | n |  |  | Data confirmed as part of data cleanse exercise (March 2015). Asset not physically verified. |  | R113816 | R113816 | 9011 | R113816 | 6520 | 9013 | 01 | 30000 | 30000 | 0 | 0 | 0 | 30000 | [12 empty] | 30000 | 30000 |  | 0 | [23 empty] | 30000 | 36 | 3 | Equipment acquired for specific research projects |  | N |  | N |  | N |  | N |  | N | Prior to FY1415=NOT required | 13
R0807 | 11-12 | 2012-02-01 | 2015-02-01 18:00 |  | Research | Research | FEI UK Ltd | V Panel | Quanta 250FEG ESEM | Quanta 250FEG ESEM | Dalton Cumbria Facility | Dalton Cumbrian Facility | Tim Abram | Tim Abram | 1 Good | 2 Good | 3 Research and Teaching | 0.3 | EPS | Chemistry | 910417 | NTEC Suite | 5A1 | 5. Large Scale Instruments | A. Simulated Environments | 1. Driving | y | yes | Done by Mark Glass but Scott Noble re-sent image 20.09.12 | Data confirmed as part of data cleanse exercise (March 2015). Asset not physically verified. |  | R111649 | R111649 | 9011 | R111649 | 6520 | 9013 | 03 | 262791.6 | 262791.6 | 0 | 0 | 0 | 262791.6 | [12 empty] | 262791.6 | 262791.6 |  | 0 | [23 empty] | 262791.6 | 36 | 3 | Equipment acquired for specific research projects |  | N |  | N |  | N |  | N |  | Y |  | 0
R0808 | 11-12 | 2012-07-01 | 2015-07-01 18:00 |  | Research | Research |  |  | TSE PhenoMaster recording system | Monitoring system for wheel-running, food and water consumption | Biological Services Unit, room designation unknown as of yet. |  | Hugh Piggins |  | 1 Good | 1 State of art | 1 Dedicated to particular experiment | 0 | FLS | Life Sciences | 900086 | BSF | 6d4 | 6. Infrastructure | D. Laboratory | 4. Vacuum | y |  |  |  |  | R113771 | R113771 | 9011 | R113771 | 6520 | 9013 | 01 | 96932.74 | 96932.74 | 0 | 0 | 0 | 96932.74 | [12 empty] | 96932.74 | 96932.74 |  | 0 | [23 empty] | 96932.74 | 36 | 3 | Equipment acquired for specific research projects |  | N |  | N |  | N |  | N |  | N | Prior to FY1415=NOT required | 4
R0809 | 11-12 | 2012-07-01 | 2016-03-31 |  | Research | Research | Micromass |  | Platform LC Single Quadrople Mass Spectrometer | Quadrupole low res LC/MS For routine electrospray and APCI | GE03 |  | Roger Speak | Chris Muryn | 1 Good | 2 Good | 3 Research and Teaching | 0.1 | EPS | Chemistry | 916448 | Mass Spectrometryhttp://www.chemistry.manchester.ac.uk/research/facilities/m-spec/ | 3b3 | 3. Materials Characterisation | B. Spectrometry | 3. Mass Spectrometry | y |  |  | Verified as part of data cleanse exercise (March 2015) |  | R112995 | R112995 | 9011 | R112995 | 6520 | 9013 | 05 | 22500 | 22500 | 0 | 0 | 0 | 22500 | [12 empty] | 22500 | 22500 |  | 0 | [23 empty] | 22500 | 45 | 4 | Motor vehicles and other general equipment |  | N |  | N |  | N |  | N |  | N | Prior to FY1415=NOT required | 2 | 27.01.16: Consolidated multiple lines due to FAR cleanse exercise
R0809 | 12-13 | 2012-07-01 | 2016-03-31 |  | Part Funded | University Funded | Micromass |  | Platform LC Single Quadrople Mass Spectrometer | Quadrupole low res LC/MS For routine electrospray and APCI | GE03 |  | Roger Speak | Chris Muryn | 1 Good | 2 Good | 3 Research and Teaching | 0.1 | EPS | Chemistry | 916448 | Mass Spectrometryhttp://www.chemistry.manchester.ac.uk/research/facilities/m-spec/ | 3b3 | 3. Materials Characterisation | B. Spectrometry | 3. Mass Spectrometry | y |  |  | Verified as part of data cleanse exercise (March 2015) |  | AA08313 | AA08313 | 9011 | AA08313 | 6522 | 9013 | 00 | 4500 | 4500 | 0 | 0 | 0 | 4500 | [12 empty] | 4500 | 4500 |  | 0 | [23 empty] | 4500 | 45 | 4 | Motor vehicles and other general equipment |  | N |  | N |  | N |  | N |  | N | Prior to FY1415=NOT required | 2 | 27.01.16: Consolidated multiple lines due to FAR cleanse exercise
R0810 | 11-12 | 2012-07-01 | 2017-07-01 06:00 |  | Research | Research | Molecular Devices | Spectramax M5 | SpectraMax M5 | Spectramax M5 Microplacte/Cuvette Reader | PICR Advanced Imaging Facility | Paterson Building | Stuart Pepper | StuartPepper | 1 Good | 1 State of art | 2 General purpose research | 0.2 | MHS | Paterson Institute | 932428 |  | 3b1 | 3. Materials Characterisation | B. Spectrometry | 1. Spectrophotometry | y |  |  |  |  | R112021 | R112021 | 9011 | R112021 | 6520 | 9013 | 31 | 31816.57 | 25983.5322 | 5833.0378 | 0 | 530.2762 | 31816.57 | [12 empty] | 31816.57 | 25453.256 |  | 530.2762 | [23 empty] | 25983.5322 | 60 | 5 | Mainframe computers & propriety software |  | N |  | N |  | N |  | N |  | N | Prior to FY1415=NOT required | 1 | Grant renewed every 5 years and should use the default UEL rather than project end date. This is confirmed by Rachael Lyster on 15.02.16 email.
R0811 | 11-12 | 2012-07-01 | 2014-03-31 |  | Research | Research | Labcyte | 520-UG550 | Labcyte Echo, upgrade from model 520 to model 550 | 520-UG550 Upgrade of Echo 520 to Echo 550 | Paterson Institute, RG34 | Paterson Building | Ian Waddel | Graeme Thompson | 1 Good | 1 State of art | 2 General purpose research | 0.1 | MHS | Paterson Institute | 916934 |  | 1h1 | 1. Process Equipment – Physical | H. Sample Manipulation | 1. Robot | y |  |  |  |  | R110235 | R110235 | 9011 | R110235 | 6520 | 9013 | 31 | 65255.11 | 65255.11 | 0 | 0 | 0 | 65255.11 | [12 empty] | 65255.11 | 65255.11 |  | 0 | [23 empty] | 65255.11 | 21 | 2 | Does not match Policy. Check | UEL end dates coincide with the research grant end date, and this may not match the policy | N |  | N |  | N |  | N |  | N | Prior to FY1415=NOT required | 1
R0812 | 11-12 | 2012-07-01 | 2015-07-01 18:00 |  | Research | Research | Bio Rad | PharosFX plus | Molecular Imager PharosFX plus system | Flatbed Imaging system | PICR, Instrument room RF30 | Paterson Building | Stuart Pepper | Stuart Pepper | 1 Good | 1 State of art | 2 General purpose research | 0.5 | MHS | Paterson Institute | 938895 |  | 2A3 | 2. Process Equipment – Biological | A. Growth and Manipulation | 3. Cell Culture | y |  |  |  |  | R112021 | R112021 | 9011 | R112021 | 6520 | 9013 | 31 | 50000 | 50000 | 0 | 0 | 0 | 50000 | [12 empty] | 50000 | 50000 |  | 0 | [23 empty] | 50000 | 36 | 3 | Equipment acquired for specific research projects |  | N |  | N |  | N |  | N |  | N | Prior to FY1415=NOT required | 1
R0813 | 11-12 | 2012-07-01 | 2014-11-01 |  | Research | Research |  |  | Bespoke Radial Maze and accessories | Radial Maze and accessories | Stopford Building | Stopford Building | John Gigg | Jaleel Miyan | 1 Good | 1 State of art | 1 Dedicated to particular experiment | 0.1 | FLS | Life Sciences | 879142 | BSF |  |  |  |  | y |  |  |  |  | R113227 | R113227 | 9011 | R113227 | 6520 | 9013 | 31 | 28360 | 28360 | 0 | 0 | 0 | 28360 | [12 empty] | 28360 | 28360 |  | 0 | [23 empty] | 28360 | 28 | 2 | Does not match Policy. Check | UEL end dates coincide with the research grant end date, and this may not match the policy | N |  | N |  | N |  | N |  | N | Prior to FY1415=NOT required | 6
R0815 | 11-12 | 2012-04-01 | 2015-04-01 18:00 |  | Research | Research | IBM | V7000U | IBM V7000U | Store Research Data Sets | Paterson Institute for Cancer Research Room fr30 | Paterson Building | Malik Pervez | Malik Pervez | 1 Good | 1 State of art | 2 General purpose research | 0.4 | MHS | Paterson Institute | 947677 | Paterson Institute | 6A2 | 6. Infrastructure | A. IT | 2. Storage | y | yes | 2012-09-21 |  |  | R112021 | R112021 | 9011 | R112021 | 6520 | 9013 | 31 | 140054.14 | 140054.14 | 0 | 0 | 0 | 140054.14 | [12 empty] | 140054.14 | 140054.14 |  | 0 | [23 empty] | 140054.14 | 36 | 3 | Equipment acquired for specific research projects |  | N |  | N |  | N |  | N |  | Y |  | 0
R0816 | 11-12 | 2012-04-01 | 2015-04-01 18:00 |  | Research | Research | Getinge | Hs6610-Ar1 | Autoclave | Getinge Hs6610-Ar1 Laboratory Sterilizer | Paterson Institute for Cancer Research - Lab Services | Paterson Building | Stuart Pepper | Stuart Pepper | 1 Good | 1 State of art | 2 General purpose research | 0.3 | MHS | Paterson Institute | 872140 | Paterson Institute | 2D1 | 2. Process Equipment – Biological | D. Sterilisation | 1. Autoclave | y |  |  |  |  | R112021 | R112021 | 9011 | R112021 | 6520 | 9013 | 31 | 47370 | 47370 | 0 | 0 | 0 | 47370 | [12 empty] | 47370 | 47370 |  | 0 | [23 empty] | 47370 | 36 | 3 | Equipment acquired for specific research projects |  | N |  | N |  | N |  | N |  | N | Prior to FY1415=NOT required | 0
R0817 | 11-12 | 2012-07-01 | 2017-03-25 |  | Research | Research | Plexon Inc. |  | 64 channel recording system | Plexon 64 channel recorder system | 3.910 stopford building | Stopford Building | Tim Brown | Timothy Brown | 1 Good | 2 Good | 1 Dedicated to particular experiment |  | FLS | Life Sciences | 954412 |  | 4B5 | 4. Sample Measurement/Analysis | B. Electronic | 5. Data Acquisition | y |  |  |  |  | R114216 | R114216 | 9011 | R114216 | 6520 | 9013 | 01 | 30667.17 | 26833.7738 | 3833.3962 | 0 | 547.628 | 30667.17 | [12 empty] | 30667.17 | 26286.1457 |  | 547.628 | [23 empty] | 26833.7738 | 57 | 5 | Mainframe computers & propriety software |  | N |  | N |  | N |  | N |  | N | Prior to FY1415=NOT required | 3 | 25.01.16: End of UEL amended as per grant end date.
R0819 | 11-12 | 2012-07-01 | 2014-03-31 |  | Research | Research | De Lage Landen | Cell Insight Platform | Cell Insight Platform (Leased) | Cell Insight Platform | Paterson Institute for Cancer Research, RB112 | Paterson Building | Steve Bagley | Allan Jordan | 1 Good | 2 Good | 2 General purpose research | 0.1 | MHS | Paterson Institute | 940683 |  | 4G5 | 4. Sample Measurement/Analysis | G. Bio-Medical | 5. Cells | y |  |  | Data confirmed as part of data cleanse exercise (March 2015). Asset not physically verified. |  | R110235 | R110235 | 9011 | R110235 | 6520 | 9013 | 31 | 48035 | 48035 | 0 | 0 | 0 | 48035 | [12 empty] | 48035 | 48035 |  | 0 | [23 empty] | 48035 | 21 | 2 | Does not match Policy. Check | UEL end dates coincide with the research grant end date, and this may not match the policy | N |  | N |  | N |  | N |  | N | Prior to FY1415=NOT required | 1 | 27.01.16: Consolidated multiple lines due to FAR cleanse exercise
R0820 | 12-13 | 2013-03-01 | 2016-03-01 18:00 |  | Research | Research | De Lage Landen |  | Glovebox by MBraun | Lease of Cell Insight Platform | Paterson Institute - Drug Discovery Lab | Paterson Building | Allan Jordan | Allan Jordan | 1 Good | 1 State of art | 2 General purpose research | 0.1 | EPS | Chemistry | 1031426 |  | 4G5 | 4. Sample Measurement/Analysis | G. Bio-Medical | 5. Cells | y |  |  | Verified as part of data cleanse exercise (March 2015) |  | R115425 | R115425 | 9011 | R115425 | 6520 | 9013 | 05 | 28480.76 | 28480.76 | 0 | 0 | 0 | 28480.76 | [12 empty] | 28480.76 | 28480.76 |  | 0 | [23 empty] | 28480.76 | 36 | 3 | Equipment acquired for specific research projects |  | N |  | N |  | N |  | N |  | N | Prior to FY1415=NOT required | 2
R0820 | 13-14 | 2013-03-01 | 2017-03-01 |  | Research | University Funded | De Lage Landen |  | Glovebox by MBraun | Lease of Cell Insight Platform | Paterson Institute - Drug Discovery Lab | Paterson Building | Allan Jordan | Allan Jordan | 1 Good | 1 State of art | 2 General purpose research | 0.1 | EPS | Chemistry | 1031426 |  | 4G5 | 4. Sample Measurement/Analysis | G. Bio-Medical | 5. Cells | y |  |  | Verified as part of data cleanse exercise (March 2015) |  | AA08313 | AA08313 | 9011 | AA08313 | 6522 | 9013 | 00 | 5704.98 | 4873.0037 | 831.9762 | 0 | 118.8538 | 5704.98 | [12 empty] | 5704.98 | 4754.15 |  | 118.8538 | [23 empty] | 4873.0037 | 48 | 4 | Motor vehicles and other general equipment |  | N |  | N |  | N |  | N |  | N | Prior to FY1415=NOT required | 2
R0821 | 11-12 | 2012-07-01 | 2014-03-31 |  | Research | Research | Labcyte |  | Hardward Expansion of the Echo Acoustic Dispenser | Access automation platform for Echo acoustic dispensor | Paterson Institute for Cancer Research Drug Discovery Lab | Paterson Building | Allan Jordan | Ian Waddell | 1 Good | 1 State of art | 2 General purpose research | 0.1 | MHS | Paterson Institute | 948770 |  | 1H1 | 1. Process Equipment – Physical | H. Sample Manipulation | 1. Robot | y | yes | 2012-09-21 |  |  | R110235 | R110235 | 9011 | R110235 | 6520 | 9013 | 31 | 127824.6 | 127824.6 | 0 | 0 | 0 | 127824.6 | [12 empty] | 127824.6 | 127824.6 |  | 0 | [23 empty] | 127824.6 | 21 | 2 | Does not match Policy. Check | UEL end dates coincide with the research grant end date, and this may not match the policy | N |  | N |  | N |  | N |  | Y |  | 2
R0822 | 11-12 | 2012-07-01 | 2015-09-01 |  | Research | Research | Q Associates Ltd. |  | NetApp N2240 Filer Cluster | N2240 Filer Cluster with 48 x 3TB SATA Drives | Cross site replication is required, so identical hardware is in two server rooms: Michael Smith Building Room B.1087, Simon Building Room 1.80. | Michael Smith Building | Bill Ayres and Nicholas Gresham | Andy Sharrocks | 1 Good | 2 Good | 2 General purpose research | 0.3 | FLS | Life Sciences | 954724 |  | 6A2 | 6. Infrastructure | A. IT | 2. Storage | y |  |  | Verified as part of data cleanse exercise (March 2015) |  | R114498 | R114498 | 9011 | R114498 | 6520 | 9013 | 31 | 206141.48 | 206141.48 | 0 | 0 | 0 | 206141.48 | [12 empty] | 206141.48 | 206141.48 |  | 0 | [23 empty] | 206141.48 | 38 | 3 | Equipment acquired for specific research projects |  | N |  | N |  | N |  | N |  | N | Prior to FY1415=NOT required | 2
R0823 | 11-12 | 2012-09-01 | 2013-12-01 |  | Research | Research | FEI | Quanta 650F | Quanta 650F | Quanta 650F | A11 Materials Science | Materials Science Building | [5 empty] | 0 | EPS | Materials | 949204 | [5 empty] | y | yes | 2012-09-27 |  |  | R114808 | R114808 | 9011 | R114808 | 6520 | 9013 | 03 | 276351.6 | 276351.6 | 0 | 0 | 0 | 276351.6 | [12 empty] | 276351.6 | 276351.6 |  | 0 | [23 empty] | 276351.6 | 15 | 1 | Does not match Policy. Check | UEL end dates coincide with the research grant end date, and this may not match the policy | N |  | N |  | N |  | N |  | Y |  | 10
R0824 | 11-12 | 2012-09-01 | 2013-12-01 |  | Research | Research | Oxford |  | Aztec Adv X-Max 50HKL | Oxford AZtec HKL Synergy Standard system (Scanning Electron Microscope) | A11 Materials Science | Materials Science Building | [5 empty] | 0 | EPS | Materials | 948865 | [5 empty] | y |  |  |  |  | R114808 | R114808 | 9011 | R114808 | 6520 | 9013 | 03 | 88000 | 88000 | 0 | 0 | 0 | 88000 | [12 empty] | 88000 | 88000 |  | 0 | [23 empty] | 88000 | 15 | 1 | Does not match Policy. Check | UEL end dates coincide with the research grant end date, and this may not match the policy | N |  | N |  | N |  | N |  | N | Prior to FY1415=NOT required | 11
R0825 | 11-12 | 2012-09-01 | 2013-12-01 |  | Research | Research | Agar |  | Micromanipulator for microscopy | Microman ipulator for microscopy | A11 Materials Science | Materials Science Building | [5 empty] | 0 | EPS | Materials | 948865 | [5 empty] | y |  |  |  |  | R114808 | R114808 | 9011 | R114808 | 6520 | 9013 | 03 | 36756 | 36756 | 0 | 0 | 0 | 36756 | [12 empty] | 36756 | 36756 |  | 0 | [23 empty] | 36756 | 15 | 1 | Does not match Policy. Check | UEL end dates coincide with the research grant end date, and this may not match the policy | N |  | N |  | N |  | N |  | N | Prior to FY1415=NOT required | 11
R0826 | 12-13 | 2013-01-01 | 2016-01-01 18:00 |  | Research | Research | Xradia | VersaXRM-500 | VersaXRM-500 High Resolution 3D X-ray Tomography System | VersaXRM-500 High Resolution 3D X-ray Tomography System | [7 empty] | 0 | EPS | Materials | 988083 | [5 empty] | y | Yes at Material Science Bldg | 2013-01-11 |  |  | R114991 | R114991 | 9011 | R114991 | 6520 | 9013 | 01 | 796581.41 | 796581.41 | 0 | 0 | 0 | 796581.41 | [12 empty] | 796581.41 | 796581.41 |  | 0 | [23 empty] | 796581.41 | 36 | 3 | Equipment acquired for specific research projects |  | N |  | N |  | N |  | N |  | Y |  | 12 | 27.01.16: Consolidated multiple lines due to FAR cleanse exercise
R0829 | 12-13 | 2013-07-01 | 2015-03-31 |  | Research | Research | Hysitron |  | Order for Hysitron Bioindenter WSL Quote H2312A | Nanoindentation system | room A35 of Materials Science | Materials Science Building | [5 empty] | 0 | EPS | Materials | 988593 | [5 empty] | y | yes | 2015-07-01 | PAUL JORDAN/JOHN GOODIER | as per Jun'15 verification exercise for FY14-15 YrEnd | R113615 | R113615 | 9011 | R113615 | 6520 | 9013 | 01 | 237500 | 237500 | 0 | 0 | 0 | 237500 | [12 empty] | 237500 | 237500 |  | 0 | [23 empty] | 237500 | 21 | 2 | Does not match Policy. Check | UEL end date match to grant end date | N |  | N |  | N |  | N |  | Y |  | 11 | 1)26.01.16: amendment made to End of UEL date as per grant ended date; 2)27.01.16 consolidated multiple line as per FAR Cleanse exercise
R0830 | 11-12 | 2013-03-01 | 2015-03-31 |  | Research | Research | DMT | SP2 | SP2: Single Particle Soot Photometer AAA-0142 As per Quote No: 1201252 | SP2: Single Particle Soot Photometer AAA-0142 As per Quote No: 1201252 | Simon bldg, basement B.03 (G50) | Simon Building | [5 empty] | 0 | EPS | SEAES | 970354 | [5 empty] | y | yes | 2016-07-01 | Confirmed by Vikki Fellows with signed verification form | as per FY1516 YrEnd Verification & Impairments Exercise in Jul'16 | R114905 | R114905 | 9011 | R114905 | 6520 | 9013 | 01 | 109796.78 | 109796.78 | 0 | 0 | 0 | 109796.78 | [12 empty] | 109796.78 | 109796.78 |  | 0 | [23 empty] | 109796.78 | 25 | 2 | Does not match Policy. Check | UEL end dates coincide with the research grant end date, and this may not match the policy | N |  | N |  | N |  | N |  | Y |  | 10
R0831 | 11-12 | 2013-03-01 | 2015-03-31 |  | Research | Research | Continuum | Powerlite DLS 9030 | Continuum Powerlite DLS model 9030 configured with oscillator and dual amplifier stages, complete wi | Continuum Powerlite DLS model 9030 configured with oscillator and dual amplifier stages, complete wi | [7 empty] | 0 | EPS | SEAES | 970397 | [5 empty] | y | yes | 2016-07-01 | Confirmed by Vikki Fellows with signed verification form | as per FY1516 YrEnd Verification & Impairments Exercise in Jul'16 | R114909 | R114909 | 9011 | R114909 | 6520 | 9013 | 01 | 94140 | 94140 | 0 | 0 | 0 | 94140 | [12 empty] | 94140 | 94140 |  | 0 | [23 empty] | 94140 | 25 | 2 | Does not match Policy. Check | UEL end dates coincide with the research grant end date, and this may not match the policy | N |  | N |  | N |  | N |  | Y | Prior to FY1415=NOT required | 12
R0832 | 11-12 | 2012-07-01 | 2015-07-01 18:00 |  | Research | Research | Thermo Fisher Scientific |  | Automated Noble Gas Preparation System | A Laser ablation, for noble gas mass spectometer system | Williamson Building room G50 | Williamson Building | [5 empty] | 0 | EPS | SEAES | 848284 | [5 empty] | y | yes | 2016-07-01 | Confirmed by Vikki Fellows with signed verification form | as per FY1516 YrEnd Verification & Impairments Exercise in Jul'16 | R113030 | R113030 | 9011 | R113030 | 6520 | 9013 | 05 | 0 | 0 | 0 | 0 | 0 | 0 | [12 empty] | 0 | 0 |  | 0 | [23 empty] | 0 | 36 | 3 | Equipment acquired for specific research projects |  | N |  | N |  | N |  | N |  | Y |  | 11
R0832 | 12-13 | 2012-07-01 | 2015-07-01 18:00 |  | Research | Research | Thermo Fisher Scientific |  | Automated Noble Gas Preparation System | A Laser ablation, for noble gas mass spectometer system | Williamson Building room G50 | Williamson Building | [5 empty] | 0 | EPS | SEAES | 848284 | [5 empty] | y | yes | 2016-07-01 | Confirmed by Vikki Fellows with signed verification form | as per FY1516 YrEnd Verification & Impairments Exercise in Jul'16 | R113438 | R113438 | 9011 | R113438 | 6520 | 9013 | 05 | 0 | 0 | 0 | 0 | 0 | 0 | [12 empty] | 0 | 0 |  | 0 | [23 empty] | 0 | 36 | 3 | Equipment acquired for specific research projects |  | N |  | N |  | N |  | N |  | Y |  | 11
R0832 | 12-13 | 2012-07-01 | 2015-07-01 18:00 |  | University Funded | University Funded | Thermo Fisher Scientific |  | Automated Noble Gas Preparation System | A Laser ablation, for noble gas mass spectometer system | Williamson Building room G50 | Williamson Building | [5 empty] | 0 | EPS | SEAES | 848284 | [5 empty] | y | yes | 2016-07-01 | Confirmed by Vikki Fellows with signed verification form | as per FY1516 YrEnd Verification & Impairments Exercise in Jul'16 | AA08281 | AA08281 | 9011 | AA08281 | 6522 | 9013 | 00 | 0 | 0 | 0 | 0 | 0 | 0 | [12 empty] | 0 | 0 |  | 0 | [23 empty] | 0 | 36 | 3 | Equipment acquired for specific research projects |  | N |  | N |  | N |  | N |  | Y |  | 11
R0834 | 11-12 | 2012-09-01 | 2014-02-19 |  | Research | Research | Trinean | Dropsense 96 | Dropsense96 | Dropsense96 |  |  | Paul Gilbert | Paul Gilbert | 1 Good | 1 State of art | 2 General purpose research | 0 | MHS | Translational Medicine | 985490 | [5 empty] | n |  |  | Data confirmed as part of data cleanse exercise (March 2015). Asset not physically verified. |  | R114766 | R114766 | 9011 | R114766 | 6520 | 9013 | 26 | 26036.65 | 26036.65 | 0 | 0 | 0 | 26036.65 | [12 empty] | 26036.65 | 26036.65 |  | 0 | [23 empty] | 26036.65 | 18 | 1 | Does not match Policy. Check | UEL end dates coincide with the research grant end date, and this may not match the policy | N |  | N |  | N |  | N |  | N | Prior to FY1415=NOT required | 7 | 27.01.16: Consolidated multiple lines due to FAR cleanse exercise
R0835 | 11-12 | 2012-08-01 | 2013-07-01 |  | Research | Research | BIO-RAD | CFX-96 | CFX-96 Touch Real-Time PCR system | Real time PCR system | Michael Smith Building C.3214 | Michael Smith Building | Stuart Cain | Cay Kielty | 1 Good | 1 State of art | 2 General purpose research | 0 | FLS | Life Sciences | 987026 | No | 4F2 | 4. Sample Measurement/Analysis | F. Proteins/Nucleic Acids | 2. PCR | y |  |  | Verified as part of data cleanse exercise (March 2015) |  | R114498 | R114498 | 9011 | R114498 | 6520 | 9013 | 31 | 32524 | 32524 | 0 | 0 | 0 | 32524 | [12 empty] | 32524 | 32524 |  | 0 | [23 empty] | 32524 | 11 | 1 | Does not match Policy. Check | UEL end dates coincide with the research grant end date, and this may not match the policy | N |  | N |  | N |  | N |  | N | Prior to FY1415=NOT required | 0
R0836 | 11-12 | 2013-01-01 | 2014-06-01 15:43 |  | Research | Research | Zwick Testing Machines |  | Zwick - KAPPA SS Reaction frame for attachment of University supplied Autoclave | Autoclaves - tensile testing machine | Manufacturing Technology Research Lab - Sackville Street Building | Sackville Street Building | Jonathan Duff |  | 1 Good | 1 State of art | 1 Dedicated to particular experiment | 0 | EPS | Materials | 949967 | Application of load onto samples in autoclave environment |  |  |  |  | y | yes | 2015-07-01 | PAUL JORDAN/JOHN GOODIER | as per Jun'15 verification exercise for FY14-15 YrEnd | R114808 | R114808 | 9011 | R114808 | 6520 | 9013 | 03 | 45903.62 | 45903.62 | 0 | 0 | 0 | 45903.62 | [12 empty] | 45903.62 | 45903.62 |  | 0 | [23 empty] | 45903.62 | 17 | 1 | Does not match Policy. Check | UEL end dates coincide with the research grant end date, and this may not match the policy | N |  | N |  | N |  | N |  | Y |  | 6
R0837 | 11-12 | 2013-01-01 | 2014-06-01 15:43 |  | Research | Research | Serco Ltd |  | Serco - Direct Current Potential Difference (DCPD) system | Measurement of crack growth in metal samples | Manufacturing Technology Research Lab - Sackville Street Building | Sackville Street Building | Jonathan Duff |  | 1 Good | 1 State of art | 1 Dedicated to particular experiment | 0.5 | EPS | Materials | 952136 | [5 empty] | y | yes | 2015-07-01 | PAUL JORDAN/JOHN GOODIER | as per Jun'15 verification exercise for FY14-15 YrEnd | R114808 | R114808 | 9011 | R114808 | 6520 | 9013 | 03 | 18600 | 18600 | 0 | 0 | 0 | 18600 | [12 empty] | 18600 | 18600 |  | 0 | [23 empty] | 18600 | 17 | 1 | Does not match Policy. Check | UEL end dates coincide with the research grant end date, and this may not match the policy | N |  | N |  | N |  | N |  | Y |  | 7
R0838 | 11-12 | 2013-01-01 | 2016-01-01 18:00 |  | Research | Research |  |  | Optical Topography System | Bespoke Near Infrared Spectroscopy (NIRS) Imaging | Stopford Building, G712. Second piece will be sent to Newcastle University for use with north-east patients | Stopford Building | Ian Anderson |  | 1 Good | 2 Good | 1 Dedicated to particular experiment | 0 | MHS | Community Based Medicine | 990970 | [5 empty] | y |  |  |  |  | R114619 | R114619 | 9011 | R114619 | 6520 | 9013 | 03 | 56450 | 56450 | 0 | 0 | 0 | 56450 | [12 empty] | 56450 | 56450 |  | 0 | [23 empty] | 56450 | 36 | 3 | Equipment acquired for specific research projects |  | N |  | N |  | N |  | N |  | N | Prior to FY1415=NOT required | 8 | 27.01.16: Consolidated multiple lines due to FAR cleanse exercise
R0839 | 12-13 | 2012-09-01 | 2014-03-31 |  | Research | Research | BMGLabTech | PHERAstar FS | PHERAstar FS | Pherastar FS | Paterson Institute for Cancer Research Drug Discovery Lab | Paterson Building | Allan Jordan | Allan Jordan | 1 Good | 1 State of art | 2 General purpose research | 0.1 | MHS | Paterson Institute | 1000479 |  | 2E5 | 2. Process Equipment – Biological | E. Characterisation | 5. Plate Readers | y |  |  | Data confirmed as part of data cleanse exercise (March 2015). Asset not physically verified. |  | R110235 | R110235 | 9011 | R110235 | 6520 | 9013 | 31 | 68112 | 68112 | 0 | 0 | 0 | 68112 | [12 empty] | 68112 | 68112 |  | 0 | [23 empty] | 68112 | 19 | 2 | Does not match Policy. Check | UEL end dates coincide with the research grant end date, and this may not match the policy | N |  | N |  | N |  | N |  | N | Prior to FY1415=NOT required | 1
R0840 | 12-13 | 2013-07-01 | 2013-12-31 |  | Research | Research |  |  | Covaris S220 Adaptive Focused Acoustic system | Covaris S220 Adaptive Focused Acoustic system | [8 empty] | MHS | Translational Medicine | 999884 | [5 empty] | n |  |  |  |  | R111724 | R111724 | 9011 | R111724 | 6520 | 9013 | 31 | 27804 | 27804 | 0 | 0 | 0 | 27804 | [12 empty] | 27804 | 27804 |  | 0 | [23 empty] | 27804 | 6 | 1 | Does not match Policy. Check | UEL end dates coincide with the research grant end date, and this may not match the policy | N |  | N |  | N |  | N |  | N | Prior to FY1415=NOT required | 15
R0841 | 12-13 | 2012-11-01 | 2014-02-19 |  | Research | Research |  |  | PyroMark Q24 MDx Instrument | PyroMark Q24 MDx Instrument |  |  | Paul Gilbert | Paul Gilbert | 1 Good | 1 State of art | 1 Dedicated to particular experiment |  | MHS | Translational Medicine | 1010137 | [5 empty] | n |  |  | Data confirmed as part of data cleanse exercise (March 2015). Asset not physically verified. |  | R114766 | R114766 | 9011 | R114766 | 6520 | 9013 | 26 | 46175.09 | 46175.09 | 0 | 0 | 0 | 46175.09 | [12 empty] | 46175.09 | 46175.09 |  | 0 | [23 empty] | 46175.09 | 16 | 1 | Does not match Policy. Check | UEL end dates coincide with the research grant end date, and this may not match the policy | N |  | N |  | N |  | N |  | N | Prior to FY1415=NOT required | 10
R0842 | 12-13 | 2013-03-01 | 2014-02-28 |  | Research | Research | University of Southampton | B1500 | UV-PES Ultraviolet Photon Emission Spectrometer | UV-PES Ultraviolet Photon Emission Spectrometer | 1.06 Simon Building | Simon Building | Carl Percival | Carl Percival | 1 Good | 1 State of art | 3 Research and Teaching | 0 | EPS | SEAES | 941095 |  | 3L1 | 3. Materials Characterisation | L. Chemical Analysis | 1. Gas Analysis | y | yes | 2016-07-01 | Confirmed by Vikki Fellows with signed verification form | as per FY1516 YrEnd Verification & Impairments Exercise in Jul'16 | R113149 | R113149 | 9011 | R113149 | 6520 | 9013 | 01 | 43892.3 | 43892.3 | 0 | 0 | 0 | 43892.3 | [12 empty] | 43892.3 | 43892.3 |  | 0 | [23 empty] | 43892.3 | 12 | 1 | Does not match Policy. Check | UEL end dates coincide with the research grant end date, and this may not match the policy | N |  | N |  | N |  | N |  | Y | Prior to FY1415=NOT required | 1
R0843 | 12-13 | 2012-11-01 | 2014-02-19 |  | Research | Research |  |  | Quant Studio 12k Flex | Quant Studio 12k Flex |  |  | Paul Gilbert | Paul Gilbert | 1 Good | 1 State of art | 1 Dedicated to particular experiment |  | MHS | Translational Medicine | 1013071 | [5 empty] | n | yes | 23/11/12 at Rm2.407/2.507 Stopford Bldg | Data confirmed as part of data cleanse exercise (March 2015). Asset not physically verified. |  | R114766 | R114766 | 9011 | R114766 | 6520 | 9013 | 26 | 143655.07 | 143655.07 | 0 | 0 | 0 | 143655.07 | [12 empty] | 143655.07 | 143655.07 |  | 0 | [23 empty] | 143655.07 | 16 | 1 | Does not match Policy. Check | UEL end dates coincide with the research grant end date, and this may not match the policy | N |  | N |  | N |  | N |  | Y |  | 10
R0844 | 12-13 | 2013-04-01 | 2016-04-01 18:00 |  | Research | Research | N/A |  | VAT/Import duties on Pelletron (E00764) & Beamlines (Raster Scanner System - R0845) | VAT/Import duties on Pelletron (E00764) & Beamlines (Raster Scanner System - R0845) | Dalton Cumbria Facility; Accelerator Hall, Rm DG.012 | Dalton Cumbrian Facility | [6 empty] | EPS | Dalton Institute | 1018111 | [5 empty] | y | yes | 2016-07-01 | Confirmed by Vikki Fellows with signed verification form | as per FY1516 YrEnd Verification & Impairments Exercise in Jul'16 | R114867 | R114867 | 9011 | R114867 | 6520 | 9013 | 03 | 495720 | 495720 | 0 | 0 | 0 | 495720 | [12 empty] | 495720 | 495720 |  | 0 | [23 empty] | 495720 | 36 | 3 | Equipment acquired for specific research projects |  | N |  | N |  | N |  | N |  | Y |  | 12
R0845 | 12-13 | 2013-04-01 | 2016-04-01 |  | Research | Research | NEC | Raster Scanner system (Incul.Ion Pump station & Hall Teslameter set) for Peletron E00764 | Raster Scanner system (Incul.Ion Pump station & Hall Teslameter set) for Peletron E00764 | Raster Scanner system (Incul.Ion Pump station & Hall Teslameter set) for Peletron E00764 | Dalton Cumbrian Facility, Room G.008 | Dalton Cumbrian Facility | Ruth Edge | Simon Pimblott | 1 Good | 1 Good | 3 Research and Teaching |  | EPS | Dalton Institute | 981914 | Dalton Cumbria Facility | 3a1 | 3. Materials Characterisation | A. Spectroscopy | 1. Raman | y | yes | 2016-07-01 | Confirmed by Vikki Fellows with signed verification form | as per FY1516 YrEnd Verification & Impairments Exercise in Jul'16 | R114867 | R114867 | 9011 | R114867 | 6520 | 9013 | 03 | 160013.5 | 160013.5 | 0 | 0 | 0 | 160013.5 | [12 empty] | 160013.5 | 160013.5 |  | 0 | [23 empty] | 160013.5 | 36 | 3 | Equipment acquired for specific research projects |  | N |  | N |  | N |  | N |  | Y |  | 1
R0846 | 12-13 | 2012-09-01 | 2014-03-31 |  | Research | Research | Essen Bioscience | ZoomHD | IncuCyte ZoomHD, a live cell imaging system | Incucyte HD | Paterson Institute for Cancer Research Drug Discovery Lab | Paterson Building | Allan Jordan | Allan Jordan | 1 Good | 1 State of art | 2 General purpose research | 0.1 | MHS | Paterson Institute | 1003654 |  | 3D6 | 3. Materials Characterisation | D. Optical Microscopy | 6. Live Cell | y |  |  | Data confirmed as part of data cleanse exercise (March 2015). Asset not physically verified. |  | R110235 | R110235 | 9011 | R110235 | 6520 | 9013 | 31 | 53600 | 53600 | 0 | 0 | 0 | 53600 | [12 empty] | 53600 | 53600 |  | 0 | [23 empty] | 53600 | 19 | 2 | Does not match Policy. Check | UEL end dates coincide with the research grant end date, and this may not match the policy | N |  | N |  | N |  | N |  | N | Prior to FY1415=NOT required | 1
R0847 | 12-13 | 2012-09-01 | 2014-02-19 |  | Research | Research | Illumina |  | MiSeq system | MiSeq system | Stopford Bldg, Rm 2.407/2.507 | Stopford Building | Paul Gilbert |  | 1 Good | 1 State of art | 2 General purpose research |  | MHS | Translational Medicine | 1010130 | [5 empty] | n | Yes with Paul Gilbert | 2013-09-26 | Data confirmed as part of data cleanse exercise (March 2015). Asset not physically verified. |  | R114766 | R114766 | 9011 | R114766 | 6520 | 9013 | 26 | 83282 | 83282 | 0 | 0 | 0 | 83282 | [12 empty] | 83282 | 83282 |  | 0 | [23 empty] | 83282 | 18 | 1 | Does not match Policy. Check | UEL end dates coincide with the research grant end date, and this may not match the policy | N |  | N |  | N |  | N |  | Y |  | 8 | 27.01.16: Consolidated multiple lines due to FAR cleanse exercise
R0848 | 12-13 | 2012-11-01 | 2015-11-01 18:00 |  | Part Funded | Research | Faster | 212 Class II MSC | Premium 212 Class II MSC | Microbiological Class II safety cabinet (4x Premium 212 , 2 x Elite 218D) | Core Technology Facility Building- rm 2.07e | Core Technology Facility Building | Tracy Hussell | Tracy Hussell | 1 Good | 1 State of art | 1 Dedicated to particular experiment | 0 | FLS | Life Sciences | 1011884 | No | 2A3 | 2. Process Equipment – Biological | A. Growth and Manipulation | 3. Cell Culture | y |  |  |  |  | R113601 | R113601 | 9011 | R113601 | 6520 | 9013 | 04 | 39483.68 | 39483.68 | 0 | 0 | 0 | 39483.68 | [12 empty] | 39483.68 | 39483.68 |  | 0 | [23 empty] | 39483.68 | 36 | 3 | Equipment acquired for specific research projects |  | N |  | N |  | N |  | N |  | N | Prior to FY1415=NOT required | 0
R0848 | 12-13 | 2012-11-01 | 2015-11-01 18:00 |  | Part Funded | University Funded | Faster | 212 Class II MSC | Premium 212 Class II MSC | Microbiological Class II safety cabinet (4x Premium 212 , 2 x Elite 218D) | Core Technology Facility Building- rm 2.07e | Core Technology Facility Building | Tracy Hussell | Tracy Hussell | 1 Good | 1 State of art | 1 Dedicated to particular experiment | 0 | FLS | Life Sciences | 1011884 | No | 2A3 | 2. Process Equipment – Biological | A. Growth and Manipulation | 3. Cell Culture | y |  |  |  |  | AA09933 | AA09933 | 9011 | AA00158 | 6522 | 9013 | 00 | 2297.7 | 2297.7 | 0 | 0 | 0 | 2297.7 | [12 empty] | 2297.7 | 2297.7 |  | 0 | [23 empty] | 2297.7 | 36 | 3 | Equipment acquired for specific research projects |  | N |  | N |  | N |  | N |  | N | Prior to FY1415=NOT required | 0
R0849 | 12-13 | 2012-11-01 | 2015-11-01 18:00 |  | Research | Research | Tecan | M200 pro ND2000C | M2TBALTC Infinite M200 pro ND2000C-UK Nanodrop | Multi-detection microplate reader - Tecan Infinite M200 Pro | CTF 2.07 | Core Technology Facility Building | Toshifumi Fujimori and Thomas Bell | Tracy Hussell | 1 Good | 1 State of art | 1 Dedicated to particular experiment | 0 | FLS | Life Sciences | 1019368 | No | 2E5 | 2. Process Equipment – Biological | E. Characterisation | 5. Plate Readers | y |  |  |  |  | R113601 | R113601 | 9011 | R113601 | 6520 | 9013 | 04 | 29775 | 29775 | 0 | 0 | 0 | 29775 | [12 empty] | 29775 | 29775 |  | 0 | [23 empty] | 29775 | 36 | 3 | Equipment acquired for specific research projects |  | N |  | N |  | N |  | N |  | N | Prior to FY1415=NOT required | 0
R0850 | 12-13 | 2012-11-01 | 2015-11-01 18:00 |  | Research | Research | Applied Biosystems | FAST 96w | Quant studio 12 FLEX,FAST 96w Inst LPTP | RT - qPCR machine - Quant studio 12 FLEX,FAST 96w Inst LPTP | CTF 2.07 | Core Technology Facility Building | Toshifumi Fujimori and Thomas Bell | Tracy Hussell | 1 Good | 1 State of art | 1 Dedicated to particular experiment | 0 | FLS | Life Sciences | 1019382 | No | 4F2 | 4. Sample Measurement/Analysis | F. Proteins/Nucleic Acids | 2. PCR | y |  |  |  |  | R113601 | R113601 | 9011 | R113601 | 6520 | 9013 | 04 | 55439.35 | 55439.35 | 0 | 0 | 0 | 55439.35 | [12 empty] | 55439.35 | 55439.35 |  | 0 | [23 empty] | 55439.35 | 36 | 3 | Equipment acquired for specific research projects |  | N |  | N |  | N |  | N |  | N | Prior to FY1415=NOT required | 0
R0851 | 12-13 | 2013-03-01 | 2013-03-01 |  | Research | Research |  |  | Renishaw Micro-Raman Spectroscopy System | Renishaw Micro-Raman Spectroscopy System | [8 empty] | EPS | Chemistry | 985708 | [5 empty] | y |  |  | Verified as part of data cleanse exercise (March 2015) |  | R106895 | R106895 | 9011 | R106895 | 6520 | 9013 | 01 | 57960 | 57960 | 0 | 0 | 0 | 57960 | [12 empty] | 57960 | 57960 |  | 0 | [23 empty] | 57960 | 1 | 0 | Does not match Policy. Check | Commissioning date was later than the grant end date (Per the 408 PA project end date report); thus end date entered = commissioning date. Thus asset is fully written down in line with the end of the grant. | N |  | Y | Commissioning date was later than the grant end date (Per the 408 PA project end date report); thus end date entered = commissioning date. Thus asset is fully written down in line with the end of the grant. | N |  | N |  | N | Prior to FY1415=NOT required | 15
R0852 | 12-13 | 2013-01-01 | 2014-11-30 |  | Part Funded | Research | Ulvac Technologies | ZEM-3 (M10) | ZEM-3 (M10) Seebeck coefficient & electric resistance measuring system | Oxide Thermoelectrics | D25 Materials Science Building | Materials Science Building | Robert Freer | Robert Freer | 1 Good | 1 State of art | 2 General Purpose Research | 0 | EPS | Materials | 992484 |  | 3M3 | 3. Materials Characterisation | M. Physical Properties | 3. Thermal | y | yes | 2015-07-01 | PAUL JORDAN/JOHN GOODIER | as per Jun'15 verification exercise for FY14-15 YrEnd | R113738 | R113738 | 9011 | R113738 | 6520 | 9013 | 01 | 33287.18 | 33287.18 | 0 | 0 | 0 | 33287.18 | [12 empty] | 33287.18 | 33287.18 |  | 0 | [23 empty] | 33287.18 | 23 | 2 | Does not match Policy. Check | UEL end date match to grant end date | N |  | N |  | N |  | N |  | Y |  | 1 | 26.01.16: amendment made to End of UEL date as per grant ended date
R0852 | 12-13 | 2013-01-01 | 2016-01-01 18:00 |  | Part Funded | University Funded | Ulvac Technologies | ZEM-3 (M10) | ZEM-3 (M10) Seebeck coefficient & electric resistance measuring system | Oxide Thermoelectrics | D25 Materials Science Building | Materials Science Building | Robert Freer | Robert Freer | 1 Good | 1 State of art | 2 General Purpose Research | 0 | EPS | Materials | 992484 |  | 3M3 | 3. Materials Characterisation | M. Physical Properties | 3. Thermal | y | yes | 2015-07-01 | PAUL JORDAN/JOHN GOODIER | as per Jun'15 verification exercise for FY14-15 YrEnd | AA10532 | AA10532 | 9011 | AA10532 | 6522 | 9013 | 00 | 33287.19 | 33287.19 | 0 | 0 | 0 | 33287.19 | [12 empty] | 33287.19 | 33287.19 |  | 0 | [23 empty] | 33287.19 | 36 | 3 | Equipment acquired for specific research projects |  | N |  | N |  | N |  | N |  | Y |  | 1
R0853 | 12-13 | 2012-12-01 | 2014-03-31 |  | Research | Research | Genevac | HT4X | Genevac HT4x | Parallel evaporationof purified chemical samples | PICR, RG37 | Paterson Building | Rebecca Newton | Rebecca Newton | 1 Good | 1 State of art | 2 General purpose research | 0.1 | MHS | Paterson Institute | 1034391 |  | 1G2 | 1. Process Equipment – Physical | G. Chemical Reactor | 2. Distillation | y |  |  |  |  | R110235 | R110235 | 9011 | R110235 | 6520 | 9013 | 31 | 38191.82 | 38191.82 | 0 | 0 | 0 | 38191.82 | [12 empty] | 38191.82 | 38191.82 |  | 0 | [23 empty] | 38191.82 | 16 | 1 | Does not match Policy. Check | UEL end dates coincide with the research grant end date, and this may not match the policy | N |  | N |  | N |  | N |  | N | Prior to FY1415=NOT required | 1
R0854 | 12-13 | 2012-12-01 | 2014-03-01 19:48 |  | Part Funded | Research | Cryogenic Ltd | Cryogenic | 18/20 Tesla magnet in low loss cryostat | to perform transport measurements at low temperatures and high magnetic fields | Schuster Bldg, Rm 2.21 | Schuster Building | Prof. Novoselov | Kostya Novoselove | 1 Good | 2 Good | 1 Dedicated to particular experiment | 0 | EPS | Physics | 770133 |  | 3M3 | 3. Materials Characterisation | M. Physical Properties | 3. Thermal | y | yes | 2012-12-11 | Data confirmed as part of data cleanse exercise (March 2015). Asset not physically verified. |  | R112417 | R112417 | 9011 | R112417 | 6520 | 9013 | 05 | 45035.83 | 45035.83 | 0 | 0 | 0 | 45035.83 | [12 empty] | 45035.83 | 45035.83 |  | 0 | [23 empty] | 45035.83 | 15 | 1 | Does not match Policy. Check | Fully written down - thus will not be reviewed any further | N |  | N |  | N |  | N |  | Y |  | 1
R0854 | 12-13 | 2012-12-01 | 2016-12-01 |  | Part Funded | University Funded | Cryogenic Ltd | Cryogenic | 18/20 Tesla magnet in low loss cryostat | to perform transport measurements at low temperatures and high magnetic fields | Schuster Bldg, Rm 2.21 | Schuster Building | Prof. Novoselov | Kostya Novoselove | 1 Good | 2 Good | 1 Dedicated to particular experiment | 0 | EPS | Physics | 770133 |  | 3M3 | 3. Materials Characterisation | M. Physical Properties | 3. Thermal | y | yes | 2012-12-11 | Data confirmed as part of data cleanse exercise (March 2015). Asset not physically verified. |  | AA08312 | AA08312 | 9011 | AA06253 | 6522 | 9013 | 00 | 48964.7 | 44884.3083 | 4080.3917 | 0 | 1020.0979 | 48964.7 | [12 empty] | 48964.7 | 43864.2104 |  | 1020.0979 | [23 empty] | 44884.3083 | 48 | 4 | Motor vehicles and other general equipment |  | N |  | N |  | N |  | N |  | Y |  | 1
R0854 | 12-13 | 2012-12-01 | 2016-12-01 |  | Part Funded | University Funded | Cryogenic Ltd | Cryogenic | 18/20 Tesla magnet in low loss cryostat | to perform transport measurements at low temperatures and high magnetic fields | Schuster Bldg, Rm 2.21 | Schuster Building | Prof. Novoselov | Kostya Novoselove | 1 Good | 2 Good | 1 Dedicated to particular experiment | 0 | EPS | Physics | 770133 |  | 3M3 | 3. Materials Characterisation | M. Physical Properties | 3. Thermal | y | yes | 2012-12-11 | Data confirmed as part of data cleanse exercise (March 2015). Asset not physically verified. |  | AA09727 | AA09727 | 9011 | AA09727 | 6522 | 9013 | 00 | 200614.16 | 183896.3133 | 16717.8467 | 0 | 4179.4617 | 200614.16 | [12 empty] | 200614.16 | 179716.8517 |  | 4179.4617 | [23 empty] | 183896.3133 | 48 | 4 | Motor vehicles and other general equipment |  | N |  | N |  | N |  | N |  | Y |  | 1
R0856 | 12-13 | 2013-01-01 | 2014-06-01 15:43 |  | Research | Research | Zwick - 2 x Vibrophores | Amsler 50 | Vibrophores | High speed fatigue of metal samples | Manufacturing Technology Research Lab, Sackville Street Building | Sackville Street Building | Jonathan Duff | John Yates | 1 Good | 2 Good | 2 General purpose research | 0.5 | EPS | MACE | 951454 |  | 3K8 | 3. Materials Characterisation | K. Mechanical Properties | 8. Dynamic | y | Yes | 2012-12-12 |  |  | R114808 | R114808 | 9011 | R114808 | 6520 | 9013 | 03 | 314767.31 | 314767.31 | 0 | 0 | 0 | 314767.31 | [12 empty] | 314767.31 | 314767.31 |  | 0 | [23 empty] | 314767.31 | 17 | 1 | Does not match Policy. Check | UEL end dates coincide with the research grant end date, and this may not match the policy | N |  | N |  | N |  | N |  | Y |  | 1
R0857 | 12-13 | 2013-02-01 | 2014-02-01 06:00 |  | Research | Research | Serco Ltd | AMEC high temp testing creep rig | Creep testing equipment | Creep testing equipment | Royce Laboratory |  | Lin Li | Lin Li | 1 Good | 1 State of art | 2 General purpose research | 0 | EPS | MACE | 952186 |  | 3K3 | 3. Materials Characterisation | K. Mechanical Properties | 3. Load | y | Yes | 2012-12-12 |  |  | R114808 | R114808 | 9011 | R114808 | 6520 | 9013 | 03 | 150000 | 150000 | 0 | 0 | 0 | 150000 | [12 empty] | 150000 | 150000 |  | 0 | [23 empty] | 150000 | 12 | 1 | Does not match Policy. Check | UEL end dates coincide with the research grant end date, and this may not match the policy | N |  | N |  | N |  | N |  | Y |  | 2
R0858 | 12-13 | 2012-10-01 | 2013-10-01 |  | Research | Research | Instron Ltd | Instron 8862- high precision electric actuator system | 2 Servo-Electric Machines, 8862 systems | 2 Servo-Electric Machines, 8862 systems | Royce Laboratory |  | Lin Li | Lin Li | 1 Good | 1 State of art | 2 General purpose research | 0 | EPS | MACE | 951464 |  | 3K3 | 3. Materials Characterisation | K. Mechanical Properties | 3. Load | y | Yes | 2012-12-12 |  |  | R114808 | R114808 | 9011 | R114808 | 6520 | 9013 | 03 | 292164 | 292164 | 0 | 0 | 0 | 292164 | [12 empty] | 292164 | 292164 |  | 0 | [23 empty] | 292164 | 12 | 1 | Does not match Policy. Check | UEL end dates coincide with the research grant end date, and this may not match the policy | N |  | N |  | N |  | N |  | Y |  | 2
R0859 | 12-13 | 2013-03-01 | 2016-03-01 18:00 |  | Research | Research | Horiba | GD Profiler2 | Glow Discharge GD Profiler2 | Glow Discharge GD Profiler2 | The Mill A9 | The Mill | Teuro Hashimoto | George Thompson | 1 Good | 1 State of art | 2 General Purpose Research | 0 | EPS | Materials | 1032224 |  | 3A4 | 3. Materials Characterisation | A. Spectroscopy | 4. Optical | y | yes | 2015-07-01 | PAUL JORDAN/JOHN GOODIER | as per Jun'15 verification exercise for FY14-15 YrEnd | R111704 | R111704 | 9011 | R111704 | 6520 | 9013 | 01 | 107988 | 107988 | 0 | 0 | 0 | 107988 | [12 empty] | 107988 | 107988 |  | 0 | [23 empty] | 107988 | 36 | 3 | Equipment acquired for specific research projects |  | N |  | N |  | N |  | N |  | Y |  | 1
R0860 | 12-13 | 2013-03-01 | 2014-03-31 |  | Part Funded | Research | Fianium | SC400-4-PP | Ex-demonstration Femtopower 1060 Supercontinuum | Ex-demonstration Femtopower 1060 Supercontinuum | Chemistry Building | Chemistry Building | Louise Natrajan | Louise Natrajan | 1 Good | 2 Good | 2 General purpose research | 0 | EPS | Chemistry | 1041427 | [5 empty] | y |  |  | Verified as part of data cleanse exercise (March 2015) |  | R106713 | R106713 | 9011 | R106713 | 6520 | 9013 | 01 | 8940 | 8940 | 0 | 0 | 0 | 8940 | [12 empty] | 8940 | 8940 |  | 0 | [23 empty] | 8940 | 13 | 1 | Does not match Policy. Check | UEL end dates coincide with the research grant end date, and this may not match the policy | N |  | N |  | N |  | N |  | N | Prior to FY1415=NOT required | 5
R0860 | 12-13 | 2013-03-01 | 2014-05-31 |  | Part Funded | Research | Fianium | SC400-4-PP | Ex-demonstration Femtopower 1060 Supercontinuum | Ex-demonstration Femtopower 1060 Supercontinuum | Chemistry Building | Chemistry Building | Louise Natrajan | Louise Natrajan | 1 Good | 2 Good | 2 General purpose research | 0 | EPS | Chemistry | 1041427 | [5 empty] | y |  |  | Verified as part of data cleanse exercise (March 2015) |  | R113436 | R113436 | 9011 | R113436 | 6520 | 9013 | 52 | 7300 | 7300 | 0 | 0 | 0 | 7300 | [12 empty] | 7300 | 7300 |  | 0 | [23 empty] | 7300 | 15 | 1 | Does not match Policy. Check | UEL end dates coincide with the research grant end date, and this may not match the policy | N |  | N |  | N |  | N |  | N | Prior to FY1415=NOT required | 5
R0860 | 12-13 | 2013-03-01 | 2013-03-31 |  | Part Funded | Research | Fianium | SC400-4-PP | Ex-demonstration Femtopower 1060 Supercontinuum | Ex-demonstration Femtopower 1060 Supercontinuum | Chemistry Building | Chemistry Building | Louise Natrajan | Louise Natrajan | 1 Good | 2 Good | 2 General purpose research | 0 | EPS | Chemistry | 1041427 | [5 empty] | y |  |  | Verified as part of data cleanse exercise (March 2015) |  | R115195 | R115195 | 9011 | R115195 | 6520 | 9013 | 01 | 2880 | 2880 | 0 | 0 | 0 | 2880 | [12 empty] | 2880 | 2880 |  | 0 | [23 empty] | 2880 | 1 | 0 | Does not match Policy. Check | UEL end dates coincide with the research grant end date, and this may not match the policy | N |  | N |  | N |  | N |  | N | Prior to FY1415=NOT required | 5
R0860 | 12-13 | 2013-03-01 | 2013-03-31 |  | Part Funded | University Funded | Fianium | SC400-4-PP | Ex-demonstration Femtopower 1060 Supercontinuum | Ex-demonstration Femtopower 1060 Supercontinuum | Chemistry Building | Chemistry Building | Louise Natrajan | Louise Natrajan | 1 Good | 2 Good | 2 General purpose research | 0 | EPS | Chemistry | 1041427 | [5 empty] | y |  |  | Verified as part of data cleanse exercise (March 2015) |  | FA02302 | FA02302 | 9011 | FA02302 | 6522 | 9013 | 00 | 14400 | 14400 | 0 | 0 | 0 | 14400 | [12 empty] | 14400 | 14400 |  | 0 | [23 empty] | 14400 | 1 | 0 | Does not match Policy. Check | UEL end dates coincide with the research grant end date, and this may not match the policy | N |  | N |  | N |  | N |  | N | Prior to FY1415=NOT required | 5
R0861 | 12-13 | 2012-11-01 | 2016-11-01 |  | Part Funded | University Funded | Philips Medical Systems | Achieva | 3T Achieva Scanner | 3T MRI Scanner | WTCRF ground floor MRI Scanner room |  | Alan Jackson and Steve Williams | Alan Jackson and Steve Williams | 1 Good | 1 State of art | 2 General purpose research | 0.2 | MHS | Institute of Population Health | 1001794 | WTCRF | 3c1 | 3. Materials Characterisation | C. Imaging | 1. Magnetic Resonance | Y | Yes | 2013-01-10 | Verified as part of data cleanse exercise (March 2015) |  | AA03908 | AA03908 | 9011 | AA03908 | 6522 | 9013 | 00 | 850377 | 797228.4375 | 53148.5625 | 0 | 17716.1875 | 850377 | [12 empty] | 850377 | 779512.25 |  | 17716.1875 | [23 empty] | 797228.4375 | 48 | 4 | Motor vehicles and other general equipment |  | N |  | N |  | N |  | N |  | Y |  | 1
R0861 | 12-13 | 2012-11-01 | 2013-11-01 06:00 |  | Part Funded | Research | Philips Medical Systems | Achieva | 3T Achieva Scanner | 3T MRI Scanner | WTCRF ground floor MRI Scanner room |  | Alan Jackson and Steve Williams | Alan Jackson and Steve Williams | 1 Good | 1 State of art | 2 General purpose research | 0.2 | MHS | Institute of Population Health | 1001794 | WTCRF | 3c1 | 3. Materials Characterisation | C. Imaging | 1. Magnetic Resonance | Y | Yes | 2013-01-10 | Data confirmed as part of data cleanse exercise (March 2015). Asset not physically verified. |  | R114767 | R114767 | 9011 | R114767 | 6520 | 9013 | 26 | 600000 | 600000 | 0 | 0 | 0 | 600000 | [12 empty] | 600000 | 600000 |  | 0 | [23 empty] | 600000 | 12 | 1 | Does not match Policy. Check | UEL end dates coincide with the research grant end date, and this may not match the policy | N |  | N |  | N |  | N |  | Y |  | 1
R0862 | 12-13 | 2013-01-01 | 2016-01-01 18:00 |  | Research | Research | Dell | c62000,C600, R5200, Powervault R520 | LINUX CLUSTER (Dell powerEdge c62000,C600, R5200, Powervault R520) | High performance computing cluster | Paterson Institute for Cancer Research, IT Room FR30 | Paterson Building | Malik Pervez | Malik Pervez | 1 Good | 1 State of art | 2 General purpose research | 0 | MHS | Paterson Institute | 1056008 |  | 6A1 | 6. Infrastructure | A. IT | 1. Server | y |  |  |  |  | R112021 | R112021 | 9011 | R112021 | 6520 | 9013 | 31 | 55038.55 | 55038.55 | 0 | 0 | 0 | 55038.55 | [12 empty] | 55038.55 | 55038.55 |  | 0 | [23 empty] | 55038.55 | 36 | 3 | Equipment acquired for specific research projects |  | N |  | N |  | N |  | N |  | N | Prior to FY1415=NOT required | 1
R0863 | 12-13 | 2013-04-01 | 2016-04-01 18:00 |  | Research | Research | Multichannel Systems | QLS-21147d | MEA system (QLS-21147d) | MEA recording system | G5 AV Hill | A V Hill Building | Timothy Brown | Timothy Brown | 1 Good | 1 State of art | 1 Dedicated to particular experiment | 0 | FLS | Life Sciences | 1020839 | No | 4G5 | 4. Sample Measurement/Analysis | G. Bio-Medical | 5. Cells | y |  |  |  |  | R114216 | R114216 | 9011 | R114216 | 6520 | 9013 | 01 | 42680 | 42680 | 0 | 0 | 0 | 42680 | [12 empty] | 42680 | 42680 |  | 0 | [23 empty] | 42680 | 36 | 3 | Equipment acquired for specific research projects |  | N |  | N |  | N |  | N |  | N | Prior to FY1415=NOT required | 0
R0864 | 12-13 | 2013-03-01 | 2013-12-01 |  | Part Funded | Research | Perkin Elmer | Spotlight 400 | Spotlight 400 & Frontier M/N FTIR | Perkin-Elmer Spotlight 400 &Frontier M/N FTIR + Transfer Line | Williamson B30 | Williamson Building | Roy Wogelius | Roy Wogelius | 1 Good | 1 State of art | 1 Dedicated to particular experiment | 0.2 | EPS | SEAES | 1055847 | no | 3A2 | 3. Materials Characterisation | A. Spectroscopy | 2. Infra-Red | y | yes | 2016-07-01 | Confirmed by Vikki Fellows with signed verification form | as per FY1516 YrEnd Verification & Impairments Exercise in Jul'16 | R115392 | R115392 | 9011 | R115392 | 6520 | 9013 | 01 | 59400 | 59400 | 0 | 0 | 0 | 59400 | [12 empty] | 59400 | 59400 |  | 0 | [23 empty] | 59400 | 9 | 1 | Does not match Policy. Check | Prior to FY1516 & with zero NBV | N |  | N |  | N |  | N |  | Y |  | 0 | 1)29.09.15: End of UEL amended due zero NBV shown as per Sasha's email 09.09.15; 2)27.01.16: Consolidated multiple lines due to FAR cleanse exercise
R0864 | 13-14 | 2013-03-01 | 2015-10-31 |  | Part Funded | HEFCE | Perkin Elmer | Spotlight 400 | Spotlight 400 & Frontier M/N FTIR | Perkin-Elmer Spotlight 400 &Frontier M/N FTIR + Transfer Line | Williamson B30 | Williamson Building | Roy Wogelius | Roy Wogelius | 1 Good | 1 State of art | 1 Dedicated to particular experiment | 0.2 | EPS | SEAES | 1055847 | no | 3A2 | 3. Materials Characterisation | A. Spectroscopy | 2. Infra-Red | y | yes | 2016-07-01 | Confirmed by Vikki Fellows with signed verification form | as per FY1516 YrEnd Verification & Impairments Exercise in Jul'16 | AA10328 | AA10328 | 9011 | AA10328 | 6521 | 9013 | 10 | 56135.52 | 56135.52 | 0 | 0 | 0 | 56135.52 | [12 empty] | 56135.52 | 56135.52 |  | 0 | [23 empty] | 56135.52 | 32 | 3 | Equipment acquired for specific research projects |  | N |  | N |  | N |  | N |  | Y |  | 0 | 27.01.16: Consolidated multiple lines due to FAR cleanse exercise
R0865 | 12-13 | 2013-03-01 | 2014-07-31 |  | Research | Research | Viglen Ltd | HX525S-12i | HX525S-12i 2U Storage Node | HX525S-12i 2U Storage Node | Schuster Building, Theoy Group | Schuster Building | Gary Fuller | Gary Fuller | 1 Good | 1 State of art | 1 Dedicated to particular experiment | 0 | EPS | Physics | 1057103 |  | 6A5 | 6. Infrastructure | A. IT | 5. Data Management | n |  |  | Verified as part of data cleanse exercise (March 2015) |  | R107410 | R107410 | 9011 | R107410 | 6520 | 9013 | 01 | 34291.49 | 34291.49 | 0 | 0 | 0 | 34291.49 | [12 empty] | 34291.49 | 34291.49 |  | 0 | [23 empty] | 34291.49 | 17 | 1 | Does not match Policy. Check | UEL end dates coincide with the research grant end date, and this may not match the policy | N |  | N |  | N |  | N |  | N | Prior to FY1415=NOT required | 1
R0866 | 12-13 | 2013-03-01 | 2013-08-31 |  | Research | Research |  |  | Personal Genome Machine System (PGM) | Personal Genome Machine System (PGM) | [8 empty] | MHS | Translational Medicine | 1072989 | [5 empty] | n |  |  |  |  | R106122 | R106122 | 9011 | R106122 | 6520 | 9013 | 01 | 69272.05 | 69272.05 | 0 | 0 | 0 | 69272.05 | [12 empty] | 69272.05 | 69272.05 |  | 0 | [23 empty] | 69272.05 | 6 | 1 | Does not match Policy. Check | UEL end dates coincide with the research grant end date, and this may not match the policy | N |  | N |  | N |  | N |  | N | Prior to FY1415=NOT required | 15
R0867 | 12-13 | 2013-02-01 | 2017-02-01 |  | Research | Research | Agilent Technologies | ISET | ISET Instrument | ISET Medical Device (Separation of circulating tumour cells) | Paterson Institute for Cancer Research CEP RF109 | Paterson Building | Cliona Kirwan | Cliona Kirwan | 1 Good | 1 State of art | 1 Dedicated to particular experiment | 0 | MHS | Paterson Institute | 1064344 |  | 2E6 | 2. Process Equipment – Biological | E. Characterisation | 6. Analysers | y |  |  |  |  | R115022 | R115022 | 9011 | R115022 | 6520 | 9013 | 03 | 55832.33 | 48853.2888 | 6979.0412 | 0 | 1163.1735 | 55832.33 | [12 empty] | 55832.33 | 47690.1152 |  | 1163.1735 | [23 empty] | 48853.2888 | 48 | 4 | Motor vehicles and other general equipment |  | N |  | N |  | N |  | N |  | N | Prior to FY1415=NOT required | 1
R0868a | 12-13 | 2013-09-01 | 2015-06-01 |  | Research | Research | Bruker | Dimension Fastscan | AFM - NGI-Bruker Collaboration Dimension Fastscan System | Dimension Fastscan System | Kilburn Bldg, IT L128 | Kilburn Building | Prof. Novoselov | Prof. Novoselov | 1 Good | 1 State of art | 1 Dedicated to particular experiment | 0 | EPS | National Graphene Institute | 1054423 |  | 3A4 | 3. Materials Characterisation | A. Spectroscopy | 4. Optical | y | yes | 2016-07-01 | Confirmed by Vikki Fellows with signed verification form | as per FY1516 YrEnd Verification & Impairments Exercise in Jul'16 | R115494 | R115494 | 9011 | R115494 | 6520 | 9013 | 01 | 389266.8 | 389266.8 | 0 | 0 | 0 | 389266.8 | [12 empty] | 389266.8 | 389266.8 |  | 0 | [23 empty] | 389266.8 | 21 | 2 | Does not match Policy. Check | UEL end dates coincide with the research grant end date, and this may not match the policy | N |  | N |  | N |  | N |  | Y |  | 1 | 27.01.16: Consolidated multiple lines due to FAR cleanse exercise
R0868b | 12-13 | 2013-09-01 | 2015-06-01 |  | Research | Research |  |  | AFM - MB-Labmaster SP gloveboxsystem (AFM) | Dimension Fastscan System |  |  | Prof. Novoselov | Prof. Novoselov |  |  |  |  | EPS | National Graphene Institute | 1093384/1147775/1113001/Jnl#288944/289125/288825 | Not part of a facility | 3D1 | 3. Materials Characterisation | D. Optical Microscopy | 1. Confocal | y | yes | 2016-07-01 | Confirmed by Vikki Fellows with signed verification form | as per FY1516 YrEnd Verification & Impairments Exercise in Jul'16 | R115494 | R115494 | 9011 | R115494 | 6520 | 9013 | 01 | 58339.57 | 58339.57 | 0 | 0 | 0 | 58339.57 | [12 empty] | 58339.57 | 58339.57 |  | 0 | [23 empty] | 58339.57 | 21 | 2 | Does not match Policy. Check | UEL end dates coincide with the research grant end date, and this may not match the policy | N |  | N |  | N |  | N |  | Y | Prior to FY1415=NOT required | 8 | 27.01.16: Consolidated multiple lines due to FAR cleanse exercise
R0869 | 12-13 | 2013-03-01 | 2016-03-01 18:00 |  | University Funded | HEFCE | Agilent | SuperNova E(Mo) | SuperNova Diffraction System | Agilent- SuperNova E(Mo) single crystal diffractometer | 5.62 |  | Chris Muryn | Chris Muryn | 1 Good | 1 State of art | 2 General purpose research | 0.1 | EPS | Chemistry | via journal trf | [5 empty] | y | Yes | 2013-04-23 | Verified as part of data cleanse exercise (March 2015) |  | AA10325 | AA10325 | 9011 | AA10325 | 6522 | 9013 | 10 | 241164.24 | 241164.24 | 0 | 0 | 0 | 241164.24 | [12 empty] | 241164.24 | 241164.24 |  | 0 | [23 empty] | 241164.24 | 36 | 3 | Equipment acquired for specific research projects |  | N |  | N |  | N |  | N |  | Y |  | 6 | 27.01.16: Consolidated multiple lines due to FAR cleanse exercise
R0870 | 12-13 | 2013-09-01 | 2015-06-01 |  | Research | Research |  |  | Reactive Sputtering System | Reactive Sputtering System | ITS Bldg Rm1.003 | IT Building | Prof. Novoselov | Prof. Novoselov |  |  |  | 0 | EPS | National Graphene Institute | 1061074 | [5 empty] | y | yes | 2016-07-01 | Confirmed by Vikki Fellows with signed verification form | as per FY1516 YrEnd Verification & Impairments Exercise in Jul'16 | R115494 | R115494 | 9011 | R115494 | 6520 | 9013 | 01 | 422322.25 | 422322.25 | 0 | 0 | 0 | 422322.25 | [12 empty] | 422322.25 | 422322.25 |  | 0 | [23 empty] | 422322.25 | 21 | 2 | Does not match Policy. Check | UEL end dates coincide with the research grant end date, and this may not match the policy | N |  | N |  | N |  | N |  | Y |  | 10 | 27.01.16: Consolidated multiple lines due to FAR cleanse exercise
R0871 | 12-13 | 2013-04-01 | 2016-04-01 |  | Research | Research | Licor.com | CLX | ODYSSEY CLX INFRARED IMAGING SYSTEM | Li-Cor Odyssey Imaging System | PICR Instrument room RS78 | Paterson Building | Stuart Pepper | Stuart Pepper | 1 Good | 1 State of art | 2 General purpose research | 0.1 | MHS | Paterson Institute | 1079910 |  | 2E5 | 2. Process Equipment – Biological | E. Characterisation | 5. Plate Readers | y |  |  |  |  | R112021 | R112021 | 9011 | R112021 | 6520 | 9013 | 31 | 57008.5 | 57008.5 | 0 | 0 | 0 | 57008.5 | [12 empty] | 57008.5 | 57008.5 |  | 0 | [23 empty] | 57008.5 | 36 | 3 | Equipment acquired for specific research projects |  | N |  | N |  | N |  | N |  | N | Prior to FY1415=NOT required | 1 | Grant renewed every 5 years and should use the default UEL rather than project end date. This is confirmed by Rachael Lyster on 15.02.16 email.
R0872 | 12-13 | 2013-03-01 | 2013-03-31 |  | Part Funded | Research | Bruker | MULTIMODE8 | AFM upgrade: MULTIMODE8 UPGRADE | AFM Upgrade- MULTIMODE8 UPGRADE | Basement, Chemistry Building, Oxford road, Manchester M13 9PL | Chemistry Building | Chris Muryn | Chris Muryn | 1 Good | 1 State of art | 2 General purpose research | 0.5 | EPS | Chemistry | 1069537 | [5 empty] | y | yes | 2013-04-23 | Verified as part of data cleanse exercise (March 2015) |  | R115764 | R115764 | 9011 | R115764 | 6520 | 9013 | 01 | 2207.28 | 2207.28 | 0 | 0 | 0 | 2207.28 | [12 empty] | 2207.28 | 2207.28 |  | 0 | [23 empty] | 2207.28 | 1 | 0 | Does not match Policy. Check | UEL end date match to grant end date | N |  | N |  | N |  | N |  | Y |  | 5 | 26.01.16: amendment made to End of UEL date as per grant ended date
R0872 | 12-13 | 2013-03-01 | 2016-03-01 18:00 |  | Part Funded | HEFCE | Bruker | MULTIMODE8 | AFM upgrade: MULTIMODE8 UPGRADE | AFM Upgrade- MULTIMODE8 UPGRADE | Basement, Chemistry Building, Oxford road, Manchester M13 9PL | Chemistry Building | Chris Muryn | Chris Muryn | 1 Good | 1 State of art | 2 General purpose research | 0.5 | EPS | Chemistry | via journal trf | [5 empty] | y | yes | 2013-04-23 | Verified as part of data cleanse exercise (March 2015) |  | AA10325 | AA10325 | 9011 | AA10325 | 6522 | 9013 | 10 | 145486.32 | 145486.32 | 0 | 0 | 0 | 145486.32 | [12 empty] | 145486.32 | 145486.32 |  | 0 | [23 empty] | 145486.32 | 36 | 3 | Equipment acquired for specific research projects |  | N |  | N |  | N |  | N |  | Y |  | 5
R0873 | 12-13 | 2013-05-01 | 2016-05-01 18:00 |  | Research | Research |  |  | PureLab HE2&4 Glove Box | PureLab HE2&4 Glove Box | Chemistry Bldg, Rm 2.055 | Chemistry Building | [6 empty] | EPS | Chemistry | 1069703 | [5 empty] | y |  |  | Verified as part of data cleanse exercise (March 2015) |  | R115750 | R115750 | 9011 | R115750 | 6520 | 9013 | 01 | 53629.11 | 53629.11 | 0 | 0 | 0 | 53629.11 | [12 empty] | 53629.11 | 53629.11 |  | 0 | [23 empty] | 53629.11 | 36 | 3 | Equipment acquired for specific research projects |  | N |  | N |  | N |  | N |  | N | Prior to FY1415=NOT required | 13
R0874 | 12-13 | 2013-04-01 | 2013-04-01 |  | Research | Research | Waters | Aquity SQD2 | Aquity SQD2 Mass Spectrometer system | Aquity SQD2 Mass Spectrometer system | G/F,Chemistry Building, Oxford road, Manchester M13 9PL | Chemistry Building | Chris Muryn | Chris Muryn | 1 Good | 1 State of art | 2 General purpose research | 0 | EPS | Chemistry | 1070894 | [5 empty] | y | Yes | 2013-04-15 | Verified as part of data cleanse exercise (March 2015) |  | R115764 | R115764 | 9011 | R115764 | 6520 | 9013 | 01 | 109200 | 109200 | 0 | 0 | 0 | 109200 | [12 empty] | 109200 | 109200 |  | 0 | [23 empty] | 109200 | 1 | 0 | Does not match Policy. Check | Commissioning date was later than the grant end date (Per the 408 PA project end date report); thus end date entered = commissioning date. Thus asset is fully written down in line with the end of the grant. | N |  | Y | Commissioning date was later than the grant end date (Per the 408 PA project end date report); thus end date entered = commissioning date. Thus asset is fully written down in line with the end of the grant. | N |  | N |  | Y |  | 5
R0875a | 13-14 | 2013-11-01 | 2013-11-01 |  | Research | Research | Bruker | Bruker Avance III 400 MHz NMR spectrometer with Prodigy cryoprobe | 400 MHz NMR spectrometer | Routine liquid state multinuclear NMR spectrometer | Chemistry Bldg, Rm B11 & B14 | Chemistry Building | Chris Muryn | Gareth Morris | 1 Good | 1 State of art | 2 General purpose research | 0 | EPS | Chemistry | 1073948 | The instruments will be integrated into the NMR services provided within the School of Chemistry | 3A3 | 3. Materials Characterisation | A. Spectroscopy | 3. Nuclear Magnetic Resonance | y | Yes | 2013-09-13 | Verified as part of data cleanse exercise (March 2015) |  | R115764 | R115764 | 9011 | R115764 | 6520 | 9013 | 01 | 442423.2 | 442423.2 | 0 | 0 | 0 | 442423.2 | [12 empty] | 442423.2 | 442423.2 |  | 0 | [23 empty] | 442423.2 | 1 | 0 | Does not match Policy. Check | Commissioning date was later than the grant end date (Per the 408 PA project end date report); thus end date entered = commissioning date. Thus asset is fully written down in line with the end of the grant. | N |  | Y | Commissioning date was later than the grant end date (Per the 408 PA project end date report); thus end date entered = commissioning date. Thus asset is fully written down in line with the end of the grant. | N |  | N |  | Y |  | 0
R0875b | 13-14 | 2014-01-01 | 2014-01-01 |  | Research | Research | Bruker | Bruker Avance III 500 MHz NMR spectrometer with Prodigy cryoprobe | 500 MHz NMR spectrometer | Routine liquid state multinuclear NMR spectrometer | Chemistry Bldg, Rm B11 & B14 | Chemistry Building | Chris Muryn | Gareth Morris | 1 Good | 1 State of art | 2 General purpose research | 0 | EPS | Chemistry | 1073948 | The instruments will be integrated into the NMR services provided within the School of Chemistry | 3A3 | 3. Materials Characterisation | A. Spectroscopy | 3. Nuclear Magnetic Resonance | y | Yes | 2013-09-13 | Verified as part of data cleanse exercise (March 2015) |  | R115764 | R115764 | 9011 | R115764 | 6520 | 9013 | 01 | 442423.2 | 442423.2 | 0 | 0 | 0 | 442423.2 | [12 empty] | 442423.2 | 442423.2 |  | 0 | [23 empty] | 442423.2 | 1 | 0 | Does not match Policy. Check | Commissioning date was later than the grant end date (Per the 408 PA project end date report); thus end date entered = commissioning date. Thus asset is fully written down in line with the end of the grant. | N |  | Y | Commissioning date was later than the grant end date (Per the 408 PA project end date report); thus end date entered = commissioning date. Thus asset is fully written down in line with the end of the grant. | N |  | N |  | Y |  | 0
R0876 | 12-13 | 2013-03-01 | 2016-03-01 18:00 |  | Research | Research | TTP Labtech | Mosquito | Mosquito LCP & benchtop LCP MIxer | TTP Labtech Mosquito LCP (Nano drop crystallogenesis) | MIB LG-028 | MIB Building | Colin Levy | Colin Levy | 1 Good | 1 State of art | 2 General purpose research | 0 | EPS | Chemistry | 1075107 | [5 empty] | y |  |  | Verified as part of data cleanse exercise (March 2015) |  | R115612 | R115612 | 9011 | R115612 | 6520 | 9013 | 01 | 80000 | 80000 | 0 | 0 | 0 | 80000 | [12 empty] | 80000 | 80000 |  | 0 | [23 empty] | 80000 | 36 | 3 | Equipment acquired for specific research projects |  | N |  | N |  | N |  | N |  | N | Prior to FY1415=NOT required | 5
R0877 | 12-13 | 2013-03-01 | 2017-12-02 |  | Research | Research | Agilent Technologies | 1260 | Agilent 1260 Preparative HPLC System | Agilent 1260 prep HPLC, purification of compounds | MIB 3.048 | MIB Building | Ian Rowles | Ian Rowles | 1 Good | 1 State of art | 2 General purpose research | 0 | EPS | Chemistry | 1076414 | [5 empty] | y |  |  | Verified as part of data cleanse exercise (March 2015) |  | R115612 | R115612 | 9011 | R115612 | 6520 | 9013 | 01 | 42327.04 | 30445.7656 | 11881.2744 | 0 | 742.5796 | 42327.04 | [12 empty] | 42327.04 | 29703.186 |  | 742.5796 | [23 empty] | 30445.7656 | 57 | 5 | Mainframe computers & propriety software |  | N |  | N |  | N |  | N |  | N | Prior to FY1415=NOT required | 5 | UEL amendment as per Jun16 FAR review by EPS
R0878 | 15-16 | 2016-05-01 | 2016-05-01 |  | Research | Research | NEC | 15SDH-2 | 2.5 MV Pelletron Accelerator | 2.5 MV Pelletron Accelerator | G013 Dalton Cumbrian Facility | Dalton Cumbrian Facility | Kan-Cheung Cheung | Simon Pimblott | 1 Good | 1 State of art | 2 General purpose research | 0 | EPS | Chemistry | 1089449 | [5 empty] | y | Yes | Jun'16 | verified by Liam Chant on 10.06.16. |  | R115914 | R115914 | 9011 | R115914 | 6520 | 9013 | 01 | 1345714 | 1345714 | 0 | 0 | 0 | 1345714 | [12 empty] | 1345714 | 1345714 |  | 0 | [23 empty] | 1345714 | 1 | 0 | Does not match Policy. Check | Commissioning date was later than the grant end date - Mar'13. EPS emailed 05.07.16 to instruct full depreciaiton in Jul'16. | N |  | Y | Commissioning date was later than the grant end date - Mar'13. EPS emailed 05.07.16 to instruct full depreciaiton in Jul'16. | N |  | N |  | Y |  | 5 | this asset was received in Oct15(see Jnl#372202) and comm. In May16. 05.07.16: EPS instructed to amend UEL to comm.date so that full depreciation can be taken in July16. 08.07.16:UEL amendment as per Jun16 FAR review by EPS
R0879a | 12-13 | 2013-09-01 | 2015-06-01 |  | Research | Research | Carl Zeiss | ULTRA Plus | SEM (coverted EBL) -Carl Zeiss ULTRA Plus Field Emission Scanning Electron Microscope | SEM (coverted EBL) -Carl Zeiss ULTRA Plus Field Emission Scanning Electron Microscope | IT Building | IT Building | Prof. Novoselov | Prof. Novoselov | 1 Good | 1 State of art | 1 Dedicated to particular experiment | 0 | EPS | National Graphene Institute | 1062870 |  | 3E1 | 3. Materials Characterisation | E. Electron/Ion Microscopy | 1. Scanning | y | yes | 2016-07-01 | Confirmed by Vikki Fellows with signed verification form | as per FY1516 YrEnd Verification & Impairments Exercise in Jul'16 | R115494 | R115494 | 9011 | R115494 | 6520 | 9013 | 01 | 610260 | 610260 | 0 | 0 | 0 | 610260 | [12 empty] | 610260 | 610260 |  | 0 | [23 empty] | 610260 | 21 | 2 | Does not match Policy. Check | UEL end dates coincide with the research grant end date, and this may not match the policy | N |  | N |  | N |  | N |  | Y |  | 1 | 27.01.16: Consolidated multiple lines due to FAR cleanse exercise
R0879b | 12-13 | 2013-09-01 | 2015-06-01 |  | Research | Research | Zeiss | EVO-MA10 | SEM (coverted EBL) - Zeiss EVO MA10 | Scanning electron microscope for charactisation of lithography of graphene and other 2D crystals | IT bldg, central clean room 1.24 | IT Building | Prof. Novoselov | Prof. Novoselov | 1 Good | 1 State of art | 1 Dedicated to particular experiment | 0 | EPS | National Graphene Institute | 1082253 | Currently part of the Centre for Mesoscience and Nanotechnology. Will become part of NGI facility in 2015 | 1B2 | 1. Process Equipment – Physical | B. Lithography | 2. Electron beam | y | yes | 2016-07-01 | Confirmed by Vikki Fellows with signed verification form | as per FY1516 YrEnd Verification & Impairments Exercise in Jul'16 | R115494 | R115494 | 9011 | R115494 | 6520 | 9013 | 01 | 159405.6 | 159405.6 | 0 | 0 | 0 | 159405.6 | [12 empty] | 159405.6 | 159405.6 |  | 0 | [23 empty] | 159405.6 | 21 | 2 | Does not match Policy. Check | UEL end dates coincide with the research grant end date, and this may not match the policy | N |  | N |  | N |  | N |  | Y |  | 0 | 27.01.16: Consolidated multiple lines due to FAR cleanse exercise
R0880 | 12-13 | 2013-03-01 | 2017-12-02 |  | Research | Research | Innova | Innova 3 | Innova 44R stackable, programmable incubator shaker | Innova 3 stack incubator | MIB outside room 2.047 | MIB Building | Ian Rowles | Ian Rowles | 1 Good | 1 State of art | 2 General purpose research | 0 | EPS | Chemistry | 1077274 | [5 empty] | y |  |  | Verified as part of data cleanse exercise (March 2015) |  | R115612 | R115612 | 9011 | R115612 | 6520 | 9013 | 01 | 40466.52 | 29107.4968 | 11359.0232 | 0 | 709.9389 | 40466.52 | [12 empty] | 40466.52 | 28397.5579 |  | 709.9389 | [23 empty] | 29107.4968 | 57 | 5 | Mainframe computers & propriety software |  | N |  | N |  | N |  | N |  | N | Prior to FY1415=NOT required | 5 | 08.07.16:UEL amendment as per Jun16 FAR review by EPS
R0881 | 12-13 | 2013-05-01 | 2017-12-02 |  | Research | Research | Sony | SH800 | Sony SH800 cell sorter | Sony SH800 | MIB 2.048 | MIB Building | Ian Rowles | Ian Rowles | 1 Good | 2 Good | 2 General purpose research | 0 | EPS | Chemistry | 1083069 | [5 empty] | y | yes | 2013-06-10 | Verified as part of data cleanse exercise (March 2015) |  | R115612 | R115612 | 9011 | R115612 | 6520 | 9013 | 01 | 195048 | 138306.7636 | 56741.2364 | 0 | 3546.3273 | 195048 | [12 empty] | 195048 | 134760.4364 |  | 3546.3273 | [23 empty] | 138306.7636 | 55 | 5 | Mainframe computers & propriety software |  | N |  | N |  | N |  | N |  | Y |  | 5 | 08.07.16:UEL amendment as per Jun16 FAR review by EPS
R0882 | 12-13 | 2013-07-01 | 2013-07-01 |  | Part Funded | Research | Agilent Technologies | Infiniium Oscilloscope | Infiniium Oscilloscope | Infiniium Oscilloscope | Schuster Building - Particle Physics Group | Schuster Building | Sten Solder-Rembold | Stefan Soldner-Rembold | 1 Good | 1 State of art | 2 General purpose research | 0.1 | EPS | Physics | 1086858 |  | 4B4 | 4. Sample Measurement/Analysis | B. Electronic | 4. Oscilloscope | y |  |  | Verified as part of data cleanse exercise (March 2015) |  | R115998 | R115998 | 9011 | R115998 | 6520 | 9013 | 01 | 13128 | 13128 | 0 | 0 | 0 | 13128 | [12 empty] | 13128 | 13128 |  | 0 | [23 empty] | 13128 | 1 | 0 | Does not match Policy. Check | Commissioning date was later than the grant end date (Per the 408 PA project end date report); thus end date entered = commissioning date. Thus asset is fully written down in line with the end of the grant. | N |  | Y | Commissioning date was later than the grant end date (Per the 408 PA project end date report); thus end date entered = commissioning date. Thus asset is fully written down in line with the end of the grant. | N |  | N |  | N | Prior to FY1415=NOT required | 1 | 27.01.16: Consolidated multiple lines due to FAR cleanse exercise
R0882 | 12-13 | 2013-07-01 | 2013-07-01 |  | Part Funded | University Funded | Agilent Technologies | Infiniium Oscilloscope | Infiniium Oscilloscope | Infiniium Oscilloscope | Schuster Building - Particle Physics Group | Schuster Building | Sten Solder-Rembold | Stefan Soldner-Rembold | 1 Good | 1 State of art | 2 General purpose research | 0.1 | EPS | Physics | 1086858 |  | 4B4 | 4. Sample Measurement/Analysis | B. Electronic | 4. Oscilloscope | y |  |  | Verified as part of data cleanse exercise (March 2015) |  | AA09727 | AA09727 | 9011 | AA09727 | 6522 | 9013 | 00 | 36370.77 | 36370.77 | 0 | 0 | 0 | 36370.77 | [12 empty] | 36370.77 | 36370.77 |  | 0 | [23 empty] | 36370.77 | 1 | 0 | Does not match Policy. Check | Commissioning date was later than the grant end date (Per the 408 PA project end date report); thus end date entered = commissioning date. Thus asset is fully written down in line with the end of the grant. | N |  | Y | Commissioning date was later than the grant end date (Per the 408 PA project end date report); thus end date entered = commissioning date. Thus asset is fully written down in line with the end of the grant. | N |  | N |  | N | Prior to FY1415=NOT required | 1 | 27.01.16: Consolidated multiple lines due to FAR cleanse exercise
R0883 | 12-13 | 2013-05-01 | 2016-05-01 18:00 |  | Research | Research | TA Instruments - A Division of Waters Ltd | HR-2 | HR-2 Discovery Hybrid Rheometer | HR-2 Discovery Hybrid Rheometer | MIB Building, Rm G.052 | MIB Building | Xue-Feng Yuan | Xue-Feng Yuan | 1 Good | 1 State of art | 3 Research and Teaching | 0 | EPS | CEAS | 1092829 |  | 3K2 | 3. Materials Characterisation | K. Mechanical Properties | 2. Rheometer | n | yes | 2015-07-01 | GARY BURNS | as per Jun'15 verification exercise for FY14-15 YrEnd | R115869 | R115869 | 9011 | R115869 | 6520 | 9013 | 01 | 44322 | 44322 | 0 | 0 | 0 | 44322 | [12 empty] | 44322 | 44322 |  | 0 | [23 empty] | 44322 | 36 | 3 | Equipment acquired for specific research projects |  | N |  | N |  | N |  | N |  | Y |  | 1
R0884 | 13-14 | 2015-06-01 | 2015-06-01 |  | Research | Research | Nikon | Nikon | Nikon Microscope | Nikon Microscope | National Graphene Institute | National Graphene Institute | Prof. Novoselov | Prof. Novoselov | 1 Good | 1 State of art | 1 Dedicated to particular experiment | 0 | EPS | National Graphene Institute | Jnl#289125 |  | 4E5 | 4. Sample Measurement/Analysis | E. Optical | 5. High Resolution Imaging | y | yes | 2016-07-01 | Confirmed by Vikki Fellows with signed verification form | as per FY1516 YrEnd Verification & Impairments Exercise in Jul'16 | R115494 | R115494 | 9011 | R115494 | 6520 | 9013 | 01 | 47783.27 | 47783.27 | 0 | 0 | 0 | 47783.27 | [12 empty] | 47783.27 | 47783.27 |  | 0 | [23 empty] | 47783.27 | 1 | 0 | Does not match Policy. Check | Equipment for NGI - Grant end date was 31/3/15, so end of UEL date entered as commissioning date | N |  | Y | Equipment for NGI - Grant end date was 31/3/15, so end of UEL date entered as commissioning date | N |  | N |  | Y | Prior to FY1415=NOT required | 1 | 27.01.16: Consolidated multiple lines due to FAR cleanse exercise
R0885 | 12-13 | 2013-03-01 | 2017-12-02 |  | Research | Research | GE Healthcare | Pure | AKTA pure system | AKTA pure (protein purification ) | MIB 3rd floor | MIB Building | Ian Rowles | Ian Rowles | 1 Good | 2 Good | 2 General purpose research | 0 | EPS | Chemistry | 1076478 | [5 empty] | y |  |  | Verified as part of data cleanse exercise (March 2015) |  | R115612 | R115612 | 9011 | R115612 | 6520 | 9013 | 01 | 33164.6 | 23855.2386 | 9309.3614 | 0 | 581.8351 | 33164.6 | [12 empty] | 33164.6 | 23273.4035 |  | 581.8351 | [23 empty] | 23855.2386 | 57 | 5 | Mainframe computers & propriety software |  | N |  | N |  | N |  | N |  | N | Prior to FY1415=NOT required | 5 | 08.07.16:UEL amendment as per Jun16 FAR review by EPS
R0886 | 12-13 | 2012-11-01 | 2013-10-01 19:30 |  | Research | Research | CI Precision | DVS2 | Aquadyne DVS | Aquadyne DVS Water Sorption Analyser | Pariser J9 | Pariser Building | Moira Wilson | Moira Wilson | 1 Good | 1 State of art | 2 General purpose research | 0 | EPS | MACE | 1007833 |  | 3L4 | 3. Materials Characterisation | L. Chemical Analysis | 4. Solids | y |  |  |  |  | R113211 | R113211 | 9011 | R113211 | 6520 | 9013 | 01 | 66000 | 66000 | 0 | 0 | 0 | 66000 | [12 empty] | 66000 | 66000 |  | 0 | [23 empty] | 66000 | 11 | 1 | Does not match Policy. Check | UEL end dates coincide with the research grant end date, and this may not match the policy | N |  | N |  | N |  | N |  | N | Prior to FY1415=NOT required | 1
R0887 | 12-13 | 2012-09-01 | 2014-02-19 |  | Research | Research | Miltenyi Biotec | autoMACS Pro Separator | autoMACS Pro Separator - Starter Kit | autoMACS Pro Separator - Starter Kit | Arthritis Research Uk Epidemiology Unit |  | Paul Gilbert | Jane Worthington | 1 Good | 1 State of art | 2 General purpose research | 0 | MHS | Institute of Inflammation & Repair | 999887 |  | 2E4 | 2. Process Equipment – Biological | E. Characterisation | 4. Cell Counters | n |  |  |  |  | R114766 | R114766 | 9011 | R114766 | 6520 | 9013 | 26 | 31530 | 31530 | 0 | 0 | 0 | 31530 | [12 empty] | 31530 | 31530 |  | 0 | [23 empty] | 31530 | 18 | 1 | Does not match Policy. Check | UEL end dates coincide with the research grant end date, and this may not match the policy | N |  | N |  | N |  | N |  | N | Prior to FY1415=NOT required | 2
R0888 | 12-13 | 2013-07-01 | 2015-03-31 |  | Research | Research |  |  | Aircraft Counter Flow Virtual Impactor Sampling Inlet System | BMI CVI | FAAM, Cranfield and University of Manchester Simon Buidling Floor 2, Aircraft Laboratory 2.06 | Simon Building | M. Gallagher |  | 1 Good | 2 Good | 2 General purpose research | 0 | EPS | SEAES | 1092317 | [5 empty] | y | yes | 2016-07-01 | Confirmed by Vikki Fellows with signed verification form | as per FY1516 YrEnd Verification & Impairments Exercise in Jul'16 | R114905 | R114905 | 9011 | R114905 | 6520 | 9013 | 01 | 56948.73 | 56948.73 | 0 | 0 | 0 | 56948.73 | [12 empty] | 56948.73 | 56948.73 |  | 0 | [23 empty] | 56948.73 | 21 | 2 | Does not match Policy. Check | UEL end dates coincide with the research grant end date, and this may not match the policy | N |  | N |  | N |  | N |  | Y | Prior to FY1415=NOT required | 8
R0889 | 12-13 | 2013-04-01 | 2017-04-01 |  | Research | Research | Carl Zeiss | 7 Live Confocal | Zeiss 7 Live confocal microscope | High speed confocal imaging for live cell imaging | CTF 3.06j | Core Technology Facility Building | Andrew Trafford | Andrew Trafford | 1 Good | 1 State of art | 1 Dedicated to particular experiment | 0 | MHS | Cardiovascular Sciences | 1055516 |  | 3D1 | 3. Materials Characterisation | D. Optical Microscopy | 1. Confocal | y | yes | 2013-05-23 | Verified as part of data cleanse exercise (March 2015) |  | R115564 | R115564 | 9011 | R115564 | 6520 | 9013 | 31 | 162000 | 135000 | 27000 | 0 | 3375 | 162000 | [12 empty] | 162000 | 131625 |  | 3375 | [23 empty] | 135000 | 48 | 4 | Motor vehicles and other general equipment |  | N |  | N |  | N |  | N |  | Y |  | 1 | 27.01.16: Consolidated multiple lines due to FAR cleanse exercise
R0891 | 12-13 | 2013-04-01 | 2013-04-30 |  | Research | Research | Miltenyi Biotec Limited | Analayser 7 | MACSQuant Analyser 7 colour (MQ9) | MACSQuant Analyser 7 | A V Hill Building, 4.019 | A V Hill Building | A Bancroft and K Hayes | Richard Grencis | 1 Good | 1 State of art | 1 Dedicated to particular experiment | 0 | FLS | Life Sciences | 1099773 | No | 2E6 | 2. Process Equipment – Biological | E. Characterisation | 6. Analysers | y |  |  |  |  | R104847 | R104847 | 9011 | R104847 | 6520 | 9013 | 31 | 68995 | 68995 | 0 | 0 | 0 | 68995 | [12 empty] | 68995 | 68995 |  | 0 | [23 empty] | 68995 | 1 | 0 | Does not match Policy. Check | UEL end dates coincide with the research grant end date, and this may not match the policy | N |  | N |  | N |  | N |  | N | Prior to FY1415=NOT required | 0
R0892 | 12-13 | 2013-01-01 | 2015-04-01 19:30 |  | Part Funded | Research |  |  | Excitation light source | Excitation light source | [8 empty] | MHS | Biomedicine | 1058535 | [5 empty] | n |  |  |  |  | R115564 | R115564 | 9011 | R115564 | 6520 | 9013 | 31 | 27714.82 | 27714.82 | 0 | 0 | 0 | 27714.82 | [12 empty] | 27714.82 | 27714.82 |  | 0 | [23 empty] | 27714.82 | 27 | 2 | Does not match Policy. Check | UEL end dates coincide with the research grant end date, and this may not match the policy | N |  | N |  | N |  | N |  | N | Prior to FY1415=NOT required | 15
R0892 | 12-13 | 2013-01-01 | 2014-03-01 03:00 |  | Part Funded | Research |  |  | Excitation light source | Excitation light source | [8 empty] | MHS | Biomedicine | 1058535 | [5 empty] | n |  |  |  |  | R112473 | R112473 | 9011 | R112473 | 6520 | 9013 | 31 | 10674.09 | 10674.09 | 0 | 0 | 0 | 10674.09 | [12 empty] | 10674.09 | 10674.09 |  | 0 | [23 empty] | 10674.09 | 14 | 1 | Does not match Policy. Check | UEL end dates coincide with the research grant end date, and this may not match the policy | N |  | N |  | N |  | N |  | N | Prior to FY1415=NOT required | 15
R0892 | 12-13 | 2013-01-01 | 2017-01-01 |  | Part Funded | University Funded |  |  | Excitation light source | Excitation light source | [8 empty] | MHS | Biomedicine | Jnl#335887(1058535) | [5 empty] | n |  |  |  |  | AA11280 | AA11280 | 9011 | AA11280 | 6522 | 9013 | 00 | 6171.82 | 5528.9221 | 642.8979 | 0 | 128.5796 | 6171.82 | [12 empty] | 6171.82 | 5400.3425 |  | 128.5796 | [23 empty] | 5528.9221 | 48 | 4 | Motor vehicles and other general equipment |  | N |  | N |  | N |  | N |  | N | Prior to FY1415=NOT required | 15
R0893 | 12-13 | 2013-07-01 | 2013-07-01 |  | Research | Research | ETPS Group | LAB-GSS32-400 | Power Supply System | Power Supply System | A4 Sackville Street Building | Sackville Street Building | Andrew Forsyth | Andrew Forsyth | 1 Good | 1 State of Art | 2 General Purpose Research | 0.1 | EPS | EEE | 1077184 |  | 6D6 | 6. Infrastructure | D. Laboratory | 6. Electromagnetic Screening | y |  |  | Verified by Andrew Forsyth |  | R115596 | R115596 | 9011 | R115596 | 6520 | 9013 | 01 | 81132 | 81132 | 0 | 0 | 0 | 81132 | [12 empty] | 81132 | 81132 |  | 0 | [23 empty] | 81132 | 1 | 0 | Does not match Policy. Check | Commissioning date was later than the grant end date (Per the 408 PA project end date report); thus end date entered = commissioning date. Thus asset is fully written down in line with the end of the grant. | N |  | Y | Commissioning date was later than the grant end date (Per the 408 PA project end date report); thus end date entered = commissioning date. Thus asset is fully written down in line with the end of the grant. | N |  | N |  | N | Prior to FY1415=NOT required | 1
R0894 | 12-13 | 2013-07-01 | 2013-07-01 |  | Research | Research | Telsonic |  | Ultrasonic metal welding system | Ultrasonic metal welding system | SSB A2 | SSB A2 | Andrew Forsyth |  | 1 Good | 2 Good |  | 0 | EPS | EEE | 1082305 | [5 empty] | y |  |  | Verified as part of data cleanse exercise (March 2015) |  | R115596 | R115596 | 9011 | R115596 | 6520 | 9013 | 01 | 46521.6 | 46521.6 | 0 | 0 | 0 | 46521.6 | [12 empty] | 46521.6 | 46521.6 |  | 0 | [23 empty] | 46521.6 | 1 | 0 | Does not match Policy. Check | Commissioning date was later than the grant end date (Per the 408 PA project end date report); thus end date entered = commissioning date. Thus asset is fully written down in line with the end of the grant. | N |  | Y | Commissioning date was later than the grant end date (Per the 408 PA project end date report); thus end date entered = commissioning date. Thus asset is fully written down in line with the end of the grant. | N |  | N |  | N | Prior to FY1415=NOT required | 8
R0895 | 12-13 | 2013-05-01 | 2015-08-01 19:30 |  | Research | Research | Boston | 4x Intel Xeon E5-4620 Eight Core 2.2Ghz | 1 GPU Workstation and 1 QUAD CPU Storage solution | Used to accelerate big data analytics as part of the Axle Project | Kilburn IT Building Room 307 | IT Building | Mikel Lujan | Mikel Lujan | 1 Good | 2 Good | 1. Dedicated to particular experiment | 0 | EPS | Computer Science | 1086970 | Equipment for a specific project - EU FP7 AXLE | 6A5 | 6. Infrastructure | A. IT | 5. Data Management | y | Yes | 2016-07-01 | confirmed by Phill McDonald with signed verification form | as per FY1516 YrEnd Verification & Impairments Exercise in Jul'16 | R115696 | R115696 | 9011 | R115696 | 6520 | 9013 | 05 | 43585.16 | 43585.16 | 0 | 0 | 0 | 43585.16 | [12 empty] | 43585.16 | 43585.16 |  | 0 | [23 empty] | 43585.16 | 27 | 2 | Does not match Policy. Check | UEL end dates coincide with the research grant end date, and this may not match the policy | N |  | N |  | N |  | N | N/A - formula picking up Aug15 | Y | Prior to FY1415=NOT required | 0
R0896 | 12-13 | 2015-06-01 | 2016-01-01 |  | Research | Research | Uniscan | SVET | Scanning Vibrating Electrode Technique (SVET) | Scanning Vibrating Electrode | D31 The Mill | The Mill | Hong Liu | George Thompson | 1 Good | 1 State of art | 1. Dedicated to particular experiment | 0 | EPS | Materials | 1106275 |  | 3G1 | 3. Materials Characterisation | G. Surface analysis | 1. Charge |  | yes | 2015-07-01 | PAUL JORDAN/JOHN GOODIER | as per Jun'15 verification exercise for FY14-15 YrEnd | R111704 | R111704 | 9011 | R111704 | 6520 | 9013 | 01 | 87000 | 87000 | 0 | 0 | 0 | 87000 | [12 empty] | 87000 | 87000 |  | 0 | [23 empty] | 87000 | 7 | 1 | Does not match Policy. Check | UEL end dates coincide with the research grant end date, and this may not match the policy | N |  | N |  | N |  | N |  | Y |  | 1
R0897 | 12-13 | 2013-08-01 | 2015-06-01 |  | Research | Research | Moorfield |  | Moorfield Minilab 080 Deposition System (E-gun evaporator) | Moorfield Minilab 080 Deposition System (E-gun evaporator) | G/F., ITS Bldg | IT Building | Prof. Novoselov | Prof. Novoselov |  |  |  |  | EPS | National Graphene Institute | 1034970 | [5 empty] | y | yes | 2016-07-01 | Confirmed by Vikki Fellows with signed verification form | as per FY1516 YrEnd Verification & Impairments Exercise in Jul'16 | R115494 | R115494 | 9011 | R115494 | 6520 | 9013 | 01 | 136754.4 | 136754.4 | 0 | 0 | 0 | 136754.4 | [12 empty] | 136754.4 | 136754.4 |  | 0 | [23 empty] | 136754.4 | 22 | 2 | Does not match Policy. Check | UEL end dates coincide with the research grant end date, and this may not match the policy | N |  | N |  | N |  | N |  | Y |  | 10
R0898 | 12-13 | 2013-08-01 | 2015-03-31 |  | Research | Research |  |  | Capacitance Bridge AH2700A | Capacitance Bridge AH2700A |  |  |  |  | 1 Good | 2 Good |  |  | EPS | Physics | 1098236 | [5 empty] | n |  |  | Data confirmed as part of data cleanse exercise (March 2015). Asset not physically verified. |  | R107472 | R107472 | 9011 | R107472 | 6520 | 9013 | 01 | 53474.4 | 53474.4 | 0 | 0 | 0 | 53474.4 | [12 empty] | 53474.4 | 53474.4 |  | 0 | [23 empty] | 53474.4 | 20 | 2 | Does not match Policy. Check | UEL end date match to grant end date | N |  | N |  | N |  | N |  | N | Prior to FY1415=NOT required | 13 | 26.01.16: amendment made to End of UEL date as per grant ended date
R0899 | 12-13 | 2013-07-01 | 2015-07-01 |  | Part Funded | Research |  |  | Equipment for conducting Digital Image Correlation | Equipment for conducting Digital Image Correlation | [8 empty] | EPS | Materials | 1085108 | [5 empty] | y | yes | 2015-07-01 | PAUL JORDAN/JOHN GOODIER | as per Jun'15 verification exercise for FY14-15 YrEnd | R112298 | R112298 | 9011 | R112298 | 6520 | 9013 | 04 | 19376.02 | 19376.02 | 0 | 0 | 0 | 19376.02 | [12 empty] | 19376.02 | 19376.02 |  | 0 | [23 empty] | 19376.02 | 24 | 2 | Does not match Policy. Check | Prior to FY1516 & with zero NBV | N |  | N |  | N |  | N |  | Y |  | 15 | 1)29.09.15: End of UEL amended due to zero NBV as per Sasha's email 09.09.15; 2) 27.01.16: Consolidated mult-lines as per FAR Cleanse - lines with code P111797 were removed due to zero balance.
R0899 | 12-13 | 2013-07-01 | 2015-07-01 |  | Part Funded | Other |  |  | Equipment for conducting Digital Image Correlation | Equipment for conducting Digital Image Correlation | [8 empty] | EPS | Materials | 1085108 | [5 empty] | y | yes | 2015-07-01 | PAUL JORDAN/JOHN GOODIER | as per Jun'15 verification exercise for FY14-15 YrEnd | P112991 | P112991 | 9011 | P112991 | 6521 | 9013 | 01 | 937.19 | 937.19 | 0 | 0 | 0 | 937.19 | [12 empty] | 937.19 | 937.19 |  | 0 | [23 empty] | 937.19 | 24 | 2 | Does not match Policy. Check | UEL end dates coincide with the research grant end date, and this may not match the policy | N |  | N |  | N |  | N |  | Y |  | 15 | 1)Amended the UEL to Jul'15 - Alex de Groot confirmed the project was finished and needs to fully depreciated this asset by Jul'15.; 2) 27.01.16: Consolidated mult-lines as per FAR Cleanse - lines with code P111797 were removed due to zero balance.
R0899 | 12-13 | 2013-07-01 | 2016-03-31 |  | Part Funded | Endowment |  |  | Equipment for conducting Digital Image Correlation | Equipment for conducting Digital Image Correlation | [8 empty] | EPS | Materials | 1085108 | [5 empty] | y | yes | 2015-07-01 | PAUL JORDAN/JOHN GOODIER | as per Jun'15 verification exercise for FY14-15 YrEnd | WK00892 | WK00892 | 9011 | WK00892 | 6521 | 9013 | 09 | 27850.79 | 27850.79 | 0 | 0 | 0 | 27850.79 | [12 empty] | 27850.79 | 27850.79 |  | 0 | [23 empty] | 27850.79 | 33 | 3 | Equipment acquired for specific research projects |  | N |  | N |  | N |  | N |  | Y |  | 15 | 27.01.16: Consolidated mult-lines as per FAR Cleanse - lines with code P111797 were removed due to zero balance.
R0900 | 12-13 | 2013-06-01 | 2016-06-01 |  | Research | Research | Seahorse Bioscience | XFe96 Analyzer | Paterson-Pepper-XFe96 | Seahorse XFe Extracellular Flux Analyser for the simultaneous measure of mitochondrial respiration and glycolysis. | Paterson Institute - RS68 | Paterson Building | Franziska Baenke | Stuart Pepper | 1 Good | 1 State of art | 1 Dedicated to particular experiment | 0 | MHS | Paterson Institute | 1118028 | No | 2E4 | 2. Process Equipment – Biological | E. Characterisation | 4. Cell Counters | y | yes | 2013-07-17 | Data confirmed as part of data cleanse exercise (March 2015). Asset not physically verified. |  | R112021 | R112021 | 9011 | R112021 | 6520 | 9013 | 31 | 109947.19 | 109947.19 | 0 | 0 | 0 | 109947.19 | [12 empty] | 109947.19 | 109947.19 |  | 0 | [23 empty] | 109947.19 | 36 | 3 | Equipment acquired for specific research projects |  | N |  | N |  | N |  | N |  | Y |  | 0 | Grant renewed every 5 years and should use the default UEL rather than project end date. This is confirmed by Rachael Lyster on 15.02.16 email.
R0901 | 12-13 | 2014-02-01 | 2016-06-01 06:00 |  | Research | Research | Bruker | Multimode 8 | Multimode 8 Upgrade - Atomic Force microscope | Images molecules | 1.426C Stopford Building | Stopford Building | Nigel Hodson | Nigel Hodson | 1 Good | 1 State of art | 2 General purpose research |  | MHS | Institute of Inflammation & Repair | 1055693 | BioAFM Facility |  |  |  |  | n |  |  | Confirmed as part of data cleanse exercise (March 15) |  | R111732 | R111732 | 9011 | R111732 | 6520 | 9013 | 31 | 40000 | 40000 | 0 | 0 | 0 | 40000 | [12 empty] | 40000 | 40000 |  | 0 | [23 empty] | 40000 | 28 | 2 | Does not match Policy. Check | UEL end dates coincide with the research grant end date, and this may not match the policy | N |  | N |  | N |  | N |  | N | Prior to FY1415=NOT required | 5
R0902 | 13-14 | 2013-12-01 | 2016-09-30 |  | Part Funded | Research | CAIR Hertforsdshire | MBS-1 | Multi-parameter Bioaerosol Spectrometer (MBS) | Measureslaser induced UV flureoscence spectrum of single airborne particles | Room 1.05, 1.09 Simon Building | Simon Building | M Flynn, I Crawford and J. Whitehead | Martin Gallagher | 1 Good | 2 Good | 1 Dedicated to particular experiment | 0.5 | EPS | SEAES | 1097217 | No |  |  |  |  | y | yes | 2016-07-01 | Confirmed by Vikki Fellows with signed verification form | as per FY1516 YrEnd Verification & Impairments Exercise in Jul'16 | R115888 | R115888 | 9011 | R115888 | 6520 | 9013 | 01 | 32165 | 31190.303 | 974.697 | 0 | 974.697 | 32165 | [12 empty] | 32165 | 30215.6061 |  | 974.697 | [23 empty] | 31190.303 | 34 | 3 | Equipment acquired for specific research projects |  | N |  | N |  | N |  | N |  | Y | Prior to FY1415=NOT required | 4 | 08.07.16: UEL amended as per Jun16 FAR reviews by EPS
R0902 | 13-14 | 2013-12-01 | 2016-09-30 |  | Part Funded | HEFCE | CAIR Hertforsdshire | MBS-1 | Multi-parameter Bioaerosol Spectrometer (MBS) | Measureslaser induced UV flureoscence spectrum of single airborne particles | Room 1.05, 1.09 Simon Building | Simon Building | M Flynn, I Crawford and J. Whitehead | Martin Gallagher | 1 Good | 2 Good | 1 Dedicated to particular experiment | 0.5 | EPS | SEAES | 1097217 | No |  |  |  |  | y | yes | 2016-07-01 | Confirmed by Vikki Fellows with signed verification form | as per FY1516 YrEnd Verification & Impairments Exercise in Jul'16 | AA10328 | AA10328 | 9011 | AA10328 | 6521 | 9013 | 10 | 32165 | 31190.303 | 974.697 | 0 | 974.697 | 32165 | [12 empty] | 32165 | 30215.6061 |  | 974.697 | [23 empty] | 31190.303 | 34 | 3 | Equipment acquired for specific research projects |  | N |  | N |  | N |  | N |  | Y | Prior to FY1415=NOT required | 4 | 08.07.16: UEL amended as per Jun16 FAR reviews by EPS
R0903 | 12-13 | 2013-02-01 | 2015-07-01 |  | Research | Research | Bruker | Catalyst | Atomic Force Microscope system | Images moelcues and tissues - measures mechanical properties | Stopford Bldg, Rm 1.426B | Stopford Building | Michael Sherratt and Nigel Hodson | Mike Sherratt | 1 Good | 1 State of art | 2 General purpose research | 0.5 | MHS | Institute of Inflammation & Repair | 1055938 | BioAFM Facility - no weblink available |  |  |  |  | y | yes - Stopford Bldg, Rm 1.426B with Mike Sherratt (51439) | 2013-08-14 |  |  | R107077 | R107077 | 9011 | R107077 | 6520 | 9013 | 04 | 2688 | 2688 | 0 | 0 | 0 | 2688 | [12 empty] | 2688 | 2688 |  | 0 | [23 empty] | 2688 | 29 | 2 | Does not match Policy. Check | UEL end dates coincide with the research grant end date, and this may not match the policy | N |  | N |  | N |  | N |  | Y |  | 4
R0903 | 12-13 | 2013-02-01 | 2013-12-31 |  | Research | Research | Bruker | Catalyst | Atomic Force Microscope system | Images moelcues and tissues - measures mechanical properties | Stopford Bldg, Rm 1.426B | Stopford Building | Michael Sherratt and Nigel Hodson | Mike Sherratt | 1 Good | 1 State of art | 2 General purpose research | 0.5 | MHS | Institute of Inflammation & Repair | 1055938 | BioAFM Facility |  |  |  |  | y | yes - Stopford Bldg, Rm 1.426B with Mike Sherratt (51439) | 2013-08-14 | Confirmed as part of data cleanse exercise (March 15) |  | R115819 | R115819 | 9011 | R115819 | 6520 | 9013 | 04 | 124312 | 124312 | 0 | 0 | 0 | 124312 | [12 empty] | 124312 | 124312 |  | 0 | [23 empty] | 124312 | 11 | 1 | Does not match Policy. Check | UEL end dates coincide with the research grant end date, and this may not match the policy | N |  | N |  | N |  | N |  | Y |  | 4
R0904 | 12-13 | 2013-07-01 | 2017-12-02 |  | Research | Research |  |  | TECAN Infinite M200 Pro with duel injection | Enzyme assays | MIB 2rd floor | MIB Building | Ian Rowles | Ian Rowles | 1 Good | 2 Good | 2 General purpose research | 0 | EPS | Chemistry | 1128547 | [5 empty] | y |  |  | Verified as part of data cleanse exercise (March 2015) |  | R115612 | R115612 | 9011 | R115612 | 6520 | 9013 | 01 | 27535 | 19222.5472 | 8312.4528 | 0 | 519.5283 | 27535 | [12 empty] | 27535 | 18703.0189 |  | 519.5283 | [23 empty] | 19222.5472 | 53 | 4 | Motor vehicles and other general equipment |  | N |  | N |  | N |  | N |  | N | Prior to FY1415=NOT required | 7 | 08.07.16:UEL amendment as per Jun16 FAR review by EPS
R0906 | 12-13 | 2013-06-01 | 2018-06-01 06:00 |  | Research | Research | ProteinSimple |  | Peggy Protein Simple Western system | Protein expression quantification on minimal amount of material, especially clinical materials. | S22, Wolfson Molecular Imaging Centre | Wolfson Molecular Imaging Centre | Andrew Pierce and Mark Aspinall O'Dea | Tony Whetton | 1 Good | 1 State of art | 1 Dedicated to particular experiment | 0 | MHS | cancer studies | voucher#1861681 | no | 4F4 | 4. Sample Measurement/Analysis | F. Proteins/Nucleic Acids | 4. Electrophoresis | y |  |  |  |  | R116038 | R116038 | 9011 | R116038 | 6520 | 9013 | 31 | 72301.83 | 45791.159 | 26510.671 | 0 | 1205.0305 | 72301.83 | [12 empty] | 72301.83 | 44586.1285 |  | 1205.0305 | [23 empty] | 45791.159 | 60 | 5 | Mainframe computers & propriety software |  | N |  | N |  | N |  | N |  | N | Prior to FY1415=NOT required | 1
R0907 | 13-14 | 2013-07-01 | 2018-07-01 06:00 |  | Research | Research | Leica Microsystems | TCS SP8 MP CSU | Leica Multi-Photon Confocal TCS SP8 MP CSU | 3D imaging of fluorecence and second harmonic imaging of thick tissue sections | Paterson Building, RG105 | Paterson Building | Steve Bagley | Steve Bagley | 1 Good | 1 State of art | 2 General purpose research | 0.5 | MHS | Cancer Research UK Manchester Institute (CRUK MI) | 1127370 | Advanced Imaging and Flow Cytometry Facility http://www.paterson.man.ac.uk/Research/groups.aspx?id=18 | 3D2 | 3. Materials Characterisation | D. Optical Microscopy | 2. Near Field | y | Yes | 2013-09-12 | Verified as part of data cleanse exercise (March 2015) |  | R112021 | R112021 | 9011 | R112021 | 6520 | 9013 | 31 | 398610.5 | 245809.8083 | 152800.6917 | 0 | 6643.5083 | 398610.5 | [12 empty] | 398610.5 | 239166.3 |  | 6643.5083 | [23 empty] | 245809.8083 | 60 | 5 | Mainframe computers & propriety software |  | N |  | N |  | N |  | N |  | Y |  | 0 | Grant renewed every 5 years and should use the default UEL rather than project end date. This is confirmed by Rachael Lyster on 15.02.16 email.
R0908 | 13-14 | 2013-09-01 | 2017-09-01 |  | Research | Research | SPECS | BP4.5 | Nanonis SPM control system for Omicron RT-AFM/STM | Hardware/Software to facilitate acquistion of SPM images | PSI (Ground floor labs) | Alan Turing Building | Eric Whittaker, Chris Muryn and Rob Lindsay | Robert Lindsay | 1 Good | 1 State of art | 1 Dedicated to particular experiment | 0 | EPS | Materials | 1128422 | No | 3F1 | 3. Materials Characterisation | F. Surface Probe Microscopy | 1. Atomic Force | y | Yes | 2016-07-01 | confirmed by signed year-end verification form | as per Jun'16 verification exercise for FY15-16 YrEnd | R116171 | R116171 | 9011 | R116171 | 6520 | 9013 | 04 | 53879 | 39286.7708 | 14592.2292 | 0 | 1122.4792 | 53879 | [12 empty] | 53879 | 38164.2917 |  | 1122.4792 | [23 empty] | 39286.7708 | 48 | 4 | Motor vehicles and other general equipment |  | N |  | N |  | N |  | N |  | Y |  | 0
R0909 | 13-14 | 2013-09-01 | 2016-06-25 |  | Research | Research | Andor Technology PLC | Revolution XD | Andor Revolution XD confocal system | Confocal laser microscope to measure intracellular calcium in cardiac sinoatrial node cells. | CTF, Rm 3.06h | Core Technology Facility Building | Louise Miller | Mark Boyett | 1 Good | 1 State of art | 1 Dedicated to particular experiment | 0 | MHS | Cardiovascular Sciences | 1141250 | n/a | 3D7 | 3. Materials Characterisation | D. Optical Microscopy | 7. Fluorescence | y | Yes - with Louise Miller | 2013-09-26 |  |  | R116114 | R116114 | 9011 | R116114 | 6520 | 9013 | 31 | 130031 | 130031 | 0 | 0 | 0 | 130031 | [12 empty] | 130031 | 130031 |  | 0 | [23 empty] | 130031 | 34 | 3 | Equipment acquired for specific research projects |  | N |  | N |  | N |  | N |  | Y |  | 0 | 15.02.16: Rachael Lyster confirmed End of UEL should be matched to the grant end date Jun2016.
R0910 | 13-14 | 2013-08-01 | 2014-12-31 |  | Research | Research | Netzsch | TG 209 F1 Libra | thermogravimetric analyser | thermogravimetric analyser | J5 Pariser building | Pariser Building | Moira Wilson | Moira Wilson | 1 Good | 1 State of art | 1 Dedicated to particular experiment | 0.5 | EPS | MACE | 1139647 | RHX laboratory http://www.mace.manchester.ac.uk/our-research/research-themes/dating-fired-clay-ceramics/ | 3G2 & 3M3 |  |  |  | y |  |  |  |  | R113016 | R113016 | 9011 | R113016 | 6520 | 9013 | 53 | 30977 | 30977 | 0 | 0 | 0 | 30977 | [12 empty] | 30977 | 30977 |  | 0 | [23 empty] | 30977 | 17 | 1 | Does not match Policy. Check | UEL end date match to grant end date | N |  | N |  | N |  | N |  | N | Prior to FY1415=NOT required | 3 | 1)26.01.16: amendment made to End of UEL date as per grant ended date; 2)27.01.16 consolidated multiple line as per FAR Cleanse exercise-line with code R107077 was removed due to zero balance.
R0911 | 13-14 | 2013-12-01 | 2014-10-01 |  | Research | Research | Solar Light | 601 V2.5, Multiport Simulator | SPF Testing 6 port Solar Simulator | Provides a solar spectrum for irradiation of human skin | Dermatopharmacology Unit, Barnes Buidling, Salford Royla NHS Trust |  | Neil Gibbs | Rachel Watson, Mike Sherratt, Neil Gibbs and Chris Griffiths | 1 Good | 1 State of art | 2 General purpose research | 0 | MHS | Institute of Inflammation & Repair | 1140517 | no | 6D2 | 6. Infrastructure | D. Laboratory | 2. Medical | y |  |  |  |  | R116280 | R116280 | 9011 | R116280 | 6520 | 9013 | 04 | 51195 | 51195 | 0 | 0 | 0 | 51195 | [12 empty] | 51195 | 51195 |  | 0 | [23 empty] | 51195 | 10 | 1 | Does not match Policy. Check | To match the grant end date 01.10.2014 | N |  | N |  | N |  | N |  | N | Prior to FY1415=NOT required | 1 | 14.01.16: UEL amended due to Grant was ended in Oct'14. this was queried by Julie Thomson on 13.01.16
R0912 | 13-14 | 2013-07-01 | 2017-07-01 |  | Research | Research | Leica Microsystems | DM4000 B LED for TL (BF) + Fluo | Multihead microscope | Allows multiple people to view tissue sections for histology analysis | Mol Onc Darkroom, RS76 |  | Steve Bagley | Stuart Pepper | 1 Good | 1 State of art | 1 Dedicated to particular experiment | 0 | MHS | Cancer Research UK Manchester Institute (CRUK MI) | 1124216 | no | 4H4 | 4. Sample Measurement/Analysis | H. Acoustic | 4. Microscope | y |  |  | Data confirmed as part of data cleanse exercise (March 2015). Asset not physically verified. |  | R115766 | R115766 | 9011 | R115766 | 6520 | 9013 | 31 | 35400.57 | 27287.9394 | 8112.6306 | 0 | 737.5119 | 35400.57 | [12 empty] | 35400.57 | 26550.4275 |  | 737.5119 | [23 empty] | 27287.9394 | 48 | 4 | Motor vehicles and other general equipment |  | N |  | N |  | N |  | N |  | N | Prior to FY1415=NOT required | 1
R0913 | 13-14 | 2014-01-01 | 2015-07-01 |  | Part Funded | Research | NetApp FAS3220HA Filer | FAS3220HA | NetApp FAS3220HA Storage Upgrade/Expansion | High-capacity data storage system | Michael Smith Building / Kilburn Datacentre | Michael Smith Building | Bill Ayres and Nicholas Gresham | Andy Sharrocks | 1 Good | 1 State of art | 1 Dedicated to particular experiment | 0.8 | FLS | Life Sciences | 1152001 | no | 6A5 | 6. Infrastructure | A. IT | 5. Data Management | y | Yes - with Simon Clough | 2014-01-14 | Verified as part of data cleanse exercise (March 2015) |  | R115482 | R115482 | 9011 | R115482 | 6520 | 9013 | 31 | 160000 | 160000 | 0 | 0 | 0 | 160000 | [12 empty] | 160000 | 160000 |  | 0 | [23 empty] | 160000 | 18 | 2 | Does not match Policy. Check | UEL end dates coincide with the research grant end date, and this may not match the policy | N |  | N |  | N |  | N |  | Y |  | 0
R0913 | 13-14 | 2014-01-01 | 2015-07-01 |  | Part Funded | University Funded | NetApp FAS3220HA Filer | FAS3220HA | NetApp FAS3220HA Storage Upgrade/Expansion | High-capacity data storage system | Michael Smith Building / Kilburn Datacentre | Michael Smith Building | Bill Ayres and Nicholas Gresham | Andy Sharrocks | 1 Good | 1 State of art | 1 Dedicated to particular experiment | 0.8 | FLS | Life Sciences | 1152001 | no | 6A5 | 6. Infrastructure | A. IT | 5. Data Management | y | Yes - with Simon Clough | 2014-01-14 | Verified as part of data cleanse exercise (March 2015) |  | AA06620 | AA06620 | 9011 | AA00158 | 6522 | 9013 | 00 | 11400 | 11400 | 0 | 0 | 0 | 11400 | [12 empty] | 11400 | 11400 |  | 0 | [23 empty] | 11400 | 18 | 2 | Does not match Policy. Check | UEL end dates coincide with the research grant end date, and this may not match the policy | N |  | N |  | N |  | N |  | Y |  | 0
R0914 | 13-14 | 2013-10-01 | 2016-10-01 18:00 |  | Research | Research | BD Biosystems |  | BD Fortessa, BD Influx, BD FACSVerse | Establishment of a state of the art flow cytometry facility | MCCIR: CTF room 2.23f | Core Technology Facility Building | Andrew MacDonald | Andrew MacDonald | 1 Good | 1 State of art | 2 General purpose research | 1 | FLS | MCCIR | 1160340 |  | 4G5 | 4. Sample Measurement/Analysis | G. Bio-Medical | 5. Cells | y | Yes - equipment were shown by Gareth Howell | 2013-11-19 |  |  | R113601 | R113601 | 9011 | R113601 | 6520 | 9013 | 04 | 731887.02 | 691226.63 | 40660.39 | 0 | 20330.195 | 731887.02 | [12 empty] | 731887.02 | 670896.435 |  | 20330.195 | [23 empty] | 691226.63 | 36 | 3 | Equipment acquired for specific research projects |  | N |  | N |  | N |  | N |  | Y |  | 2
R0915 | 13-14 | 2014-09-01 | 2018-03-01 09:00 |  | Research | Research | Innovision |  | Innovision Innocor | Measurement of lung physiology (lung clearance index) in clinical research programme | North West Lung Centre, University Hospital of South Manchester | University Hospital of South Manchester | Alex Horsley | Alex Horsley | 1 Good | 1 State of art | 1 Dedicated to particular experiment | 0 | MHS | Institute of Inflammation & Repair | 1132774 |  | 4G1 | 4. Sample Measurement/Analysis | G. Bio-Medical | 1. Cardiovascular | y |  |  | Data confirmed as part of data cleanse exercise (March 2015). Asset not physically verified. |  | R116082 | R116082 | 9011 | R116082 | 6520 | 9013 | 03 | 34108.88 | 18678.6724 | 15430.2076 | 0 | 812.1162 | 34108.88 | [12 empty] | 34108.88 | 17866.5562 |  | 812.1162 | [23 empty] | 18678.6724 | 42 | 4 | Motor vehicles and other general equipment |  | N |  | N |  | N |  | N |  | N | Prior to FY1415=NOT required | 2
R0916 | 13-14 | 2013-11-01 | 2016-09-30 |  | Research | Research | Leica Microsystems (UK) Limited | Leica SR GSD 3D upgrade kit | Leica SR GSD 3D upgrade kit | The kit is designed to upgrade the Leica SR GSD system. | CTF Building, Room 2.23e | Core Technology Facility Building | Daniel Davis | Daniel Davis | 1 Good | 1 State of art | 1 Dedicated to particular experiment | 0 | FLS | Life Sciences | 1157961 | no | 3D9 | 3. Materials Characterisation | D. Optical Microscopy | 9. Accessories | y |  |  | Verified as part of data cleanse exercise (March 2015) |  | R116485 | R116485 | 9011 | R116485 | 6520 | 9013 | 01 | 41392.66 | 40175.2288 | 1217.4312 | 0 | 1217.4312 | 41392.66 | [12 empty] | 41392.66 | 38957.7976 |  | 1217.4312 | [23 empty] | 40175.2288 | 35 | 3 | Equipment acquired for specific research projects |  | N |  | N |  | N |  | N |  | N | Prior to FY1415=NOT required | 0 | 25.01.16: End of UEL amended as per grant end date.
R0916 | 13-14 | 2013-11-01 | 2016-09-30 |  | Research | Research | Leica Microsystems (UK) Limited | Leica SR GSD 3D upgrade kit | Leica SR GSD 3D upgrade kit | The kit is designed to upgrade the Leica SR GSD system. | CTF Building, Room 2.23e | Core Technology Facility Building | Daniel Davis | Daniel Davis | 1 Good | 1 State of art | 1 Dedicated to particular experiment | 0 | FLS | Life Sciences | Jnl#399124(PO1157961) | no | 3D9 | 3. Materials Characterisation | D. Optical Microscopy | 9. Accessories | y |  |  | Verified as part of data cleanse exercise (March 2015) |  | R113601 | R113601 | 9011 | R113601 | 6520 | 9013 | 04 | 7745.3 | 7517.4971 | 227.8029 | 0 | 227.8029 | 7745.3 | [12 empty] | 7745.3 | 7289.6941 |  | 227.8029 | [23 empty] | 7517.4971 | 35 | 3 | Equipment acquired for specific research projects |  | N |  | N |  | N |  | N |  | N | Prior to FY1415=NOT required | 0
R0917 | 13-14 | 2013-08-01 | 2015-08-01 12:00 |  | Part Funded | Research |  |  | 30 T High-field pulsed magnet | Production of a pulsed 30 Telsa magnetic field for EPR spectroscopy | Photon Science Institute, Alan Turing Building, room 1.305 | Alan Turing Building | Darren Graham | Darren Graham | 1 Good | 1 State of art | 1 Dedicated to particular experiment | 0 | EPS | Physics | 1117931 |  | 4L1 | 4. Sample Measurement/Analysis | L. High Magnetic Field | 1. Pulsed Magnet | y |  |  | Verified as part of data cleanse exercise (March 2015) |  | R113697 | R113697 | 9011 | R113697 | 6520 | 9013 | 01 | 12901.15 | 12901.15 | 0 | 0 | 0 | 12901.15 | [12 empty] | 12901.15 | 12901.15 |  | 0 | [23 empty] | 12901.15 | 24 | 2 | Does not match Policy. Check | UEL end dates coincide with the research grant end date, and this may not match the policy | N |  | N |  | N |  | N | N/A - formula picking up Aug15 | N | Prior to FY1415=NOT required | 3
R0917 | 13-14 | 2013-08-01 | 2017-08-01 |  | Part Funded | University Funded |  |  | 30 T High-field pulsed magnet | Production of a pulsed 30 Telsa magnetic field for EPR spectroscopy | Photon Science Institute, Alan Turing Building, room 1.305 | Alan Turing Building | Darren Graham | Darren Graham | 1 Good | 1 State of art | 1 Dedicated to particular experiment | 0 | EPS | Physics | Jnl#339320(PO1117931) |  | 4L1 | 4. Sample Measurement/Analysis | L. High Magnetic Field | 1. Pulsed Magnet | y |  |  | Verified as part of data cleanse exercise (March 2015) |  | AA09727 | AA09727 | 9011 | AA09727 | 6522 | 9013 | 00 | 26687.53 | 20015.6475 | 6671.8825 | 0 | 555.9902 | 26687.53 | [12 empty] | 26687.53 | 19459.6573 |  | 555.9902 | [23 empty] | 20015.6475 | 48 | 4 | Motor vehicles and other general equipment |  | N |  | N |  | N |  | N |  | N | Prior to FY1415=NOT required | 3
R0918 | 13-14 | 2015-06-01 | 2015-06-01 |  | Research | Research |  |  | Spinners (NGI - item 29) | Spinners (NGI - item 29) |  |  | Prof. Novoselov | Prof. Novoselov |  |  |  |  | EPS | National Graphene Institute | 1104848 | [5 empty] | y | yes | 2016-07-01 | Confirmed by Vikki Fellows with signed verification form | as per FY1516 YrEnd Verification & Impairments Exercise in Jul'16 | R115494 | R115494 | 9011 | R115494 | 6520 | 9013 | 01 | 15321.79 | 15321.79 | 0 | 0 | 0 | 15321.79 | [12 empty] | 15321.79 | 15321.79 |  | 0 | [23 empty] | 15321.79 | 1 | 0 | Does not match Policy. Check | Equipment for NGI - Grant end date was 31/3/15, so end of UEL date entered as commissioning date | N |  | Y | Equipment for NGI - Grant end date was 31/3/15, so end of UEL date entered as commissioning date | N |  | N |  | Y | Prior to FY1415=NOT required | 13
R0919 | 13-14 | 2015-06-01 | 2015-06-01 |  | Research | Research |  |  | Furnaces,sample annealing (NGI - item 23) | Furnaces,sample annealing (NGI - item 23) |  |  | Prof. Novoselov | Prof. Novoselov |  |  |  |  | EPS | National Graphene Institute | 1079090 | [5 empty] | y | yes | 2016-07-01 | Confirmed by Vikki Fellows with signed verification form | as per FY1516 YrEnd Verification & Impairments Exercise in Jul'16 | R115494 | R115494 | 9011 | R115494 | 6520 | 9013 | 01 | 7176.9 | 7176.9 | 0 | 0 | 0 | 7176.9 | [12 empty] | 7176.9 | 7176.9 |  | 0 | [23 empty] | 7176.9 | 1 | 0 | Does not match Policy. Check | Equipment for NGI - Grant end date was 31/3/15, so end of UEL date entered as commissioning date | N |  | Y | Equipment for NGI - Grant end date was 31/3/15, so end of UEL date entered as commissioning date | N |  | N |  | Y | Prior to FY1415=NOT required | 13
R0920 | 13-14 | 2015-06-01 | 2015-06-01 |  | Research | Research |  |  | Sundry NGI equipments (incl. item 30-Hotplates, item 40-drill press, item 41-braising & welding) | Sundry NGI equipments (incl. item 30-Hotplates, item 40-drill press, item 41-braising & welding) |  |  | Prof. Novoselov | Prof. Novoselov |  |  |  |  | EPS | National Graphene Institute | V#1853843 | [5 empty] | y | yes | 2016-07-01 | Confirmed by Vikki Fellows with signed verification form | as per FY1516 YrEnd Verification & Impairments Exercise in Jul'16 | R115494 | R115494 | 9011 | R115494 | 6520 | 9013 | 01 | 1104.73 | 1104.73 | 0 | 0 | 0 | 1104.73 | [12 empty] | 1104.73 | 1104.73 |  | 0 | [23 empty] | 1104.73 | 1 | 0 | Does not match Policy. Check | Equipment for NGI - Grant end date was 31/3/15, so end of UEL date entered as commissioning date | N |  | Y | Equipment for NGI - Grant end date was 31/3/15, so end of UEL date entered as commissioning date | N |  | N |  | Y | Prior to FY1415=NOT required | 13
R0921 | 13-14 | 2014-01-01 | 2014-12-01 19:30 |  | Research | Research | Bruker | Vertex 80 / Hyperion 3000 | Fourier Transform Infra Red (FT-IR) spectroscopy/microscopy system | Combined spectroscopy/microscopy with extremely broad spectral coverage | B.09 Schuster Building | Schuster Building | Prof. Novoselov | Prof. Novoselov | 1 Good | 1 State of art | 2 General purpose research | 0 | EPS | National Graphene Institute | 1110538 | Yes, this item belongs the set of equipment purchased as part of the National Graphene Institute | 3A2 | 3. Materials Characterisation | A. Spectroscopy | 2. Infra-Red | y | yes | 2016-07-01 | Confirmed by Vikki Fellows with signed verification form | as per FY1516 YrEnd Verification & Impairments Exercise in Jul'16 | R115494 | R115494 | 9011 | R115494 | 6520 | 9013 | 01 | 294518.4 | 294518.4 | 0 | 0 | 0 | 294518.4 | [12 empty] | 294518.4 | 294518.4 |  | 0 | [23 empty] | 294518.4 | 11 | 1 | Does not match Policy. Check | UEL end dates coincide with the research grant end date, and this may not match the policy | N |  | N |  | N |  | N |  | Y |  | 0
R0922 | 13-14 | 2013-10-01 | 2014-03-01 04:30 |  | Research | Research | Sunset Laboratory Inc | Semi-Continuous field analyser | OC/EC Analyser | Semi-Continuous field analyser | Simon 1.05 | Simon Building | James Allan | Hugh Coe | 1 Good | 2 Good | 1 Dedicated to particular experiment | 0.5 | EPS | SEAES | 1160748 | www.cas.manchester.ac.uk | 3L4 | 3. Materials Characterisation | L. Chemical Analysis | 4. Solids | y | yes | 2016-07-01 | Confirmed by Vikki Fellows with signed verification form | as per FY1516 YrEnd Verification & Impairments Exercise in Jul'16 | R114908 | R114908 | 9011 | R114908 | 6520 | 9013 | 01 | 32680 | 32680 | 0 | 0 | 0 | 32680 | [12 empty] | 32680 | 32680 |  | 0 | [23 empty] | 32680 | 5 | 0 | Does not match Policy. Check | UEL end dates coincide with the research grant end date, and this may not match the policy | N |  | N |  | N |  | N |  | Y | Prior to FY1415=NOT required | 0
R0923 | 13-14 | 2013-11-01 | 2014-03-31 |  | Research | Research | Essen Bioscience | HD2/CLR | Incucyte Zoom | live cell imaging and growth monitoring | Paterson Building, RG37 | Paterson Building | Gemma Hopkins | Ian Waddell | 1 Good | 1 State of art | 1 Dedicated to particular experiment | 0 | MHS | Cancer Research UK Manchester Institute (CRUK MI) | 1165749 | no | 3D6 | 3. Materials Characterisation | D. Optical Microscopy | 6. Live Cell | y |  |  |  |  | R110235 | R110235 | 9011 | R110235 | 6520 | 9013 | 31 | 73448.9 | 73448.9 | 0 | 0 | 0 | 73448.9 | [12 empty] | 73448.9 | 73448.9 |  | 0 | [23 empty] | 73448.9 | 5 | 0 | Does not match Policy. Check | UEL end dates coincide with the research grant end date, and this may not match the policy | N |  | N |  | N |  | N |  | N | Prior to FY1415=NOT required | 0
R0925 | 13-14 | 2013-10-01 | 2013-11-30 |  | Research | Research | Oxford Instruments | AZtechHKL EBSD system and NordlysMax2 Fast EBSD camera | AZtechHKL EBSD system and NordlysMax2 Fast EBSD camera | EBSD analysis | Manchester Materials Science building A30 on the Camscan MX2500FE SEM | Materials Science Building | Ali Gholinia | Joao Fonseca | 1 Good | 1 State of art | 1 Dedicated to particular experiment | 0 | EPS | Materials | 1148967 | N/A | N/A |  |  |  | y | yes | 2015-07-01 | PAUL JORDAN/JOHN GOODIER | as per Jun'15 verification exercise for FY14-15 YrEnd | R112196 | R112196 | 9011 | R112196 | 6520 | 9013 | 03 | 50000 | 50000 | 0 | 0 | 0 | 50000 | [12 empty] | 50000 | 50000 |  | 0 | [23 empty] | 50000 | 2 | 0 | Does not match Policy. Check | UEL end dates coincide with the research grant end date, and this may not match the policy | N |  | N |  | N |  | N |  | Y |  | 3
R0926 | 13-14 | 2013-11-01 | 2015-07-31 |  | Research | Research | AeroMegt GmbH |  | LAAPTOF (Bipolar laser ablation Time of Flight Mass Spectrometer for single particle analysis) | The instrument measures the chemical composition of atmospheric aerosol on a particle by particle basis in real time and sizes the particles simultaneously | Simon Bldg, Rm 2.10 | Simon Building | Hugh Coe | Hugh Coe | 1 Good | 2 Good | 2 General purpose research | 0 | EPS | SEAES | 1136566 | Centre for Atmospheric Sciences | 3B3 | 3. Materials Characterisation | B. Spectrometry | 3. Mass Spectrometry | y | yes | 2016-07-01 | Confirmed by Vikki Fellows with signed verification form | as per FY1516 YrEnd Verification & Impairments Exercise in Jul'16 | R114908 | R114908 | 9011 | R114908 | 6520 | 9013 | 01 | 254790 | 254790 | 0 | 0 | 0 | 254790 | [12 empty] | 254790 | 254790 |  | 0 | [23 empty] | 254790 | 21 | 2 | Does not match Policy. Check | UEL end date match to grant end date | N |  | N |  | N |  | N |  | Y |  | 1 | 26.01.16: amendment made to End of UEL date as per grant ended date
R0927 | 13-14 | 2014-01-01 | 2014-08-01 |  | Research | Research | Moorfield |  | MiniLab model E60A, 6 pocket E-Beam deposition system | Nanofabrications | Schuster Bldg, room B.09 | Schuster Building | Alexander Grigorenko | Alexander Grigorenko | 1 Good | 2 Good | 2 General purpose research | 0 | EPS | Physics | 1140240 |  | 1A1 | 1. Process Equipment – Physical | A. Thin Film Deposition | 1. Evaporator | y |  |  | Verified as part of data cleanse exercise (March 2015) |  | R114952 | R114952 | 9011 | R114952 | 6520 | 9013 | 52 | 27552 | 27552 | 0 | 0 | 0 | 27552 | [12 empty] | 27552 | 27552 |  | 0 | [23 empty] | 27552 | 7 | 1 | Does not match Policy. Check | UEL end dates coincide with the research grant end date, and this may not match the policy | N |  | N |  | N |  | N |  | N | Prior to FY1415=NOT required | 2
R0927 | 13-14 | 2014-01-01 | 2016-01-01 12:00 |  | Research | Research | Moorfield |  | MiniLab model E60A, 6 pocket E-Beam deposition system | Nanofabrications | Schuster Bldg, room B.09 | Schuster Building | Alexander Grigorenko | Alexander Grigorenko | 1 Good | 2 Good | 2 General purpose research | 0 | EPS | Physics | 1140240 |  | 1A1 | 1. Process Equipment – Physical | A. Thin Film Deposition | 1. Evaporator | y |  |  | Verified as part of data cleanse exercise (March 2015) |  | R115535 | R115535 | 9011 | R115535 | 6520 | 9013 | 01 | 66528 | 66528 | 0 | 0 | 0 | 66528 | [12 empty] | 66528 | 66528 |  | 0 | [23 empty] | 66528 | 24 | 2 | Does not match Policy. Check | UEL end dates coincide with the research grant end date, and this may not match the policy | N |  | N |  | N |  | N |  | N | Prior to FY1415=NOT required | 2
R0928 | 13-14 | 2013-12-01 | 2013-12-31 |  | Research | Research | AMEC Nuclear UK Limited | N/A | Equip 5 existing creep test stations with furnaces, load trains, creep weights and measurement equipment incl. extensometer calibration rig | 2-off test stations have capability for testing of metallic materials at temperatures up to 800C; and 3-off test stations have capability for creep strain measurement of metallic materials up to 800C. | Manufacturing Lab, SSB | Sackville Street Building | Bob Ainsworth | Andrew Sherry | 1 Good | 1 State of art | 1 Dedicated to particular experiment | 0.5 | EPS | MATerials | 1150159 | www.dalton.manchester.ac.uk/discover/ourfacilities/manufacturingtechnologyresearchlaboratory/ | 3K3 | 3. Materials Characterisation | K. Mechanical Properties | 3. Load | y | yes | 2015-07-01 |  | as per Jun'15 verification exercise for FY14-15 YrEnd | R114808 | R114808 | 9011 | R114808 | 6520 | 9013 | 03 | 208336.8 | 208336.8 | 0 | 0 | 0 | 208336.8 | [12 empty] | 208336.8 | 208336.8 |  | 0 | [23 empty] | 208336.8 | 1 | 0 | Does not match Policy. Check | UEL end date match to grant end date | N |  | N |  | N |  | N |  | Y |  | 0 | 26.01.16: amendment made to End of UEL date as per grant ended date. 22.03.16: 'School' reclassed as per JC instruction.
R0929 | 13-14 | 2014-01-01 | 2014-01-01 |  | Research | Research | Dell |  | Computer Storage and Networking for HeRC North | Compute and data storage | Kilburn Data Centre and Vaughan House Server Room | Kilburn Building | John Ainsworth | John Ainsworth | 1 Good | 1 State of art | 2 General purpose research | 0 | MHS | Institute of Population Health | 1189618 | www.herc.ac.uk | 6A8 | 6. Infrastructure | A. IT | 8. Distributed System | y | yes - shown by Mike Makin. All in boxes but will be shown when they are installed. | 2014-01-23 |  |  | R115449 | R115449 | 9011 | R115449 | 6520 | 9013 | 01 | 0 | 0 | 0 | 0 | 0 | 0 | [12 empty] | 0 | 0 |  | 0 | [23 empty] | 0 | 1 | 0 | Does not match Policy. Check | Prior to FY1516 & with zero NBV | N |  | Y | Prior to FY1516 & with zero NBV | N |  | N |  | Y |  | 1 | 29.09.15: End of UEL amended due to zero NBV as per Sasha's email 09.09.15 (cost was fully trf in Jan'14)
R0930 | 13-14 | 2014-01-01 | 2022-06-30 |  | Research | Research | Metrohm Autolab UK | PGSTAT302N with FRA32M module and 20A booster | High specification potentiostat with ac impedance | High current potentiostat including Ac impedance | Chemsitry 2.055 | Chemistry Building | Robert Dryfe | Robert Dryfe | 1 Good | 1 State of art | 1 Dedicated to particular experiment | 0 | EPS | EEE | 1190152 | part of capital equipment grant for energy storage | 3L8 | 3. Materials Characterisation | L. Chemical Analysis | 8. Electrochemical | y |  |  | Verified as part of data cleanse exercise (March 2015) |  | R116368 | R116368 | 9011 | R116368 | 6520 | 9013 | 01 | 42161.81 | 12940.7536 | 29221.0564 | 0 | 417.4437 | 42161.81 | [12 empty] | 42161.81 | 12523.3099 |  | 417.4437 | [23 empty] | 12940.7536 | 102 | 8 | Computer software | this is not Computer Software. The UEL amended as per instruction received from Nina Wozmirska on 02.03.16 | N |  | N |  | N |  | N |  | N | Prior to FY1415=NOT required | 0 | 1)07.03.16: End of UEL amended as per eamil rec'd from Nina Wozmirska on 02.03.16. 2)22.03.16: 'School' reclassed as per JC instruction.
R0931 | 13-14 | 2014-03-01 | 2017-01-01 21:00 |  | Part Funded | Research | Essen Bioscience Ltd | HD/2CLR | IncuCyte ZOOM HD/2CLR System | High throughput / low resoluiton time-lapse imaging for cell fate profiling | Michael Smith C4223 | Michael Smith Building | Stephen Taylor | Stephen Taylor | 1 Good | 1 State of art | 1 Dedicated to particular experiment | 0 | FLS | Life Sciences | 1190590 | No | 4E5 | 4. Sample Measurement/Analysis | E. Optical | 5. High Resolution Imaging | y |  |  | Verified as part of data cleanse exercise (March 2015) |  | R116698 | R116698 | 9011 | R116698 | 6520 | 9013 | 01 | 41806 | 35658.0588 | 6147.9412 | 0 | 1229.5882 | 41806 | [12 empty] | 41806 | 34428.4706 |  | 1229.5882 | [23 empty] | 35658.0588 | 34 | 3 | Equipment acquired for specific research projects |  | N |  | N |  | N |  | N |  | N | Prior to FY1415=NOT required | 0
R0931 | 13-14 | 2014-03-01 | 2018-03-01 |  | Part Funded | University Funded | Essen Bioscience Ltd | HD/2CLR | IncuCyte ZOOM HD/2CLR System | High throughput / low resoluiton time-lapse imaging for cell fate profiling | Michael Smith C4223 | Michael Smith Building | Stephen Taylor | Stephen Taylor | 1 Good | 1 State of art | 1 Dedicated to particular experiment | 0 | FLS | Life Sciences | 1190590 | No | 4E5 | 4. Sample Measurement/Analysis | E. Optical | 5. High Resolution Imaging | y |  |  | Verified as part of data cleanse exercise (March 2015) |  | AA10689 | AA10689 | 9011 | AA00158 | 6522 | 9013 | 00 | 41807 | 25258.3958 | 16548.6042 | 0 | 870.9792 | 41807 | [12 empty] | 41807 | 24387.4167 |  | 870.9792 | [23 empty] | 25258.3958 | 48 | 4 | Motor vehicles and other general equipment |  | N |  | N |  | N |  | N |  | N | Prior to FY1415=NOT required | 0
R0932 | 13-14 | 2013-12-01 | 2017-12-01 |  | Other | HEFCE | CAS |  | Class II cabinet | increase the saftey to the operators of the equipment | FACS room |  | Jeff Barry | Steve Bagley | 1 Good | 1 State of art | 1 Dedicated to particular experiment | 0.5 | MHS | Cancer Research UK Manchester Institute (CRUK MI) | 1193831 | yes http://www.cruk.manchester.ac.uk/Research/groups.aspx?id=18 | 6D3 | 6. Infrastructure | D. Laboratory | 3. Controlled Environment | y |  |  |  |  | AA11629 | AA11629 | 9011 | AA11629 | 6521 | 9013 | 10 | 27995 | 18663.3333 | 9331.6667 | 0 | 583.2292 | 27995 | [12 empty] | 27995 | 18080.1042 |  | 583.2292 | [23 empty] | 18663.3333 | 48 | 4 | Motor vehicles and other general equipment |  | N |  | N |  | N |  | N |  | N | Prior to FY1415=NOT required | 2 | 1)21.09.15: UEL amended to 4 years as per Gemma Lyons' email on 17.09.15; 2) consolidated multi-lines as per FAR cleanse -line with code R112021 was removed as zero balance.
R0933 | 13-14 | 2013-11-01 | 2015-08-01 04:30 |  | Research | Research | Leica Microsystems | DM4000 B LED for TL (BF) + Fluo | Multihead microscope | Allows multiple people to view tissue sections for histology analysis. | CEP |  | Martin Greaves | Stuart Pepper | 1 Good | 1 State of art | 1 Dedicated to particular experiment | 0 | MHS | Paterson Institute | 1175266 | no | 4H4 | 4. Sample Measurement/Analysis | H. Acoustic | 4. Microscope | y |  |  | Data confirmed as part of data cleanse exercise (March 2015). Asset not physically verified. |  | R110917 | R110917 | 9011 | R110917 | 6520 | 9013 | 04 | 34154.08 | 34154.08 | 0 | 0 | 0 | 34154.08 | [12 empty] | 34154.08 | 34154.08 |  | 0 | [23 empty] | 34154.08 | 21 | 2 | Does not match Policy. Check | UEL end dates coincide with the research grant end date, and this may not match the policy | N |  | N |  | N |  | N | N/A - formula picking up Aug15 | N | Prior to FY1415=NOT required | 1
R0934 | 13-14 | 2012-06-01 | 2013-03-01 22:30 |  | Part Funded | Research | Thermo Scientific | Argus VI | Noble gas mass spectrometer | Measures isotope ratios of noble gases | Williamson, G50 | Williamson Building | John Cowpe | Ray Burgess | 1 Good | 2 Good | 1 Dedicated to particular experiment | 0 | EPS | SEAES | 1189937 | Yes, STFC UK Cosmochemical Analysis Network | 3B3 | 3. Materials Characterisation | B. Spectrometry | 3. Mass Spectrometry | Y | yes | 2016-07-01 | Confirmed by Vikki Fellows with signed verification form | as per FY1516 YrEnd Verification & Impairments Exercise in Jul'16 | R116525 | R116525 | 9011 | R116525 | 6520 | 9013 | 01 | 72000 | 72000 | 0 | 0 | 0 | 72000 | [12 empty] | 72000 | 72000 |  | 0 | [23 empty] | 72000 | 9 | 1 | Does not match Policy. Check | UEL end dates coincide with the research grant end date, and this may not match the policy | N |  | N |  | N |  | N |  | Y |  | 0
R0934 | 13-14 | 2012-06-01 | 2016-06-01 |  | Part Funded | University Funded | Thermo Scientific | Argus VI | Noble gas mass spectrometer | Measures isotope ratios of noble gases | Williamson, G50 | Williamson Building | John Cowpe | Ray Burgess | 1 Good | 2 Good | 1 Dedicated to particular experiment | 0 | EPS | SEAES | 1189937 | Yes, STFC UK Cosmochemical Analysis Network | 3B3 | 3. Materials Characterisation | B. Spectrometry | 3. Mass Spectrometry | Y | yes | 2016-07-01 | Confirmed by Vikki Fellows with signed verification form | as per FY1516 YrEnd Verification & Impairments Exercise in Jul'16 | AA06474 | AA06474 | 9011 | AA06474 | 6522 | 9013 | 00 | 144000 | 144000 | 0 | 0 | 0 | 144000 | [12 empty] | 144000 | 144000 |  | 0 | [23 empty] | 144000 | 48 | 4 | Motor vehicles and other general equipment |  | N |  | N |  | N |  | N |  | Y |  | 0
R0935 | 13-14 | 2014-03-01 | 2017-03-01 18:00 |  | Research | Research | Thermo Fisher Scientific | Q Exactive Plus System | Q Exactive Mass Spectrometer | Q Exactive Plus System | Paterson Building, Mass Spec room | Paterson Building | Claus Jorgensen | Claus Jorgensen | 1 Good | 1 State of art | 2 General purpose research | 0 | MHS | Cancer Research UK Manchester Institute (CRUK MI) | 1195973 | No | 3B3 | 3. Materials Characterisation | B. Spectrometry | 3. Mass Spectrometry | Y | yes, with Muhammad Raja | 2014-03-11 |  |  | R112021 | R112021 | 9011 | R112021 | 6520 | 9013 | 31 | 516342.64 | 415942.6822 | 100399.9578 | 0 | 14342.8511 | 516342.64 | [12 empty] | 516342.64 | 401599.8311 |  | 14342.8511 | [23 empty] | 415942.6822 | 36 | 3 | Equipment acquired for specific research projects |  | N |  | N |  | N |  | N |  | Y |  | 0 | Grant renewed every 5 years and should use the default UEL rather than project end date. This is confirmed by Rachael Lyster on 15.02.16 email.
R0936 | 13-14 | 2014-02-01 | 2015-04-01 03:00 |  | Research | Research | Ningbo arts and crafts import and export company limited |  | Vakia-REC-1400 vacuum evaporation coating machine | evaporate copper onto polypropylene substrate | The cryogenic laboratory, the Jodrell Bank Observatory | Jodrell Bank | Giampaolo Pisano | Giampaolo Pisano | 1 Good | 1 State of art | 1 Dedicated to particular experiment | 0.5 | EPS | Physics | 1188709 | no | 1A1 | 1. Process Equipment – Physical | A. Thin Film Deposition | 1. Evaporator | y |  |  | Verified as part of data cleanse exercise (March 2015) |  | R116151 | R116151 | 9011 | R116151 | 6520 | 9013 | 43 | 42255.22 | 42255.22 | 0 | 0 | 0 | 42255.22 | [12 empty] | 42255.22 | 42255.22 |  | 0 | [23 empty] | 42255.22 | 14 | 1 | Does not match Policy. Check | UEL end dates coincide with the research grant end date, and this may not match the policy | N |  | N |  | N |  | N |  | N | Prior to FY1415=NOT required | 1
R0937 | 13-14 | 2014-03-01 | 2016-01-01 15:00 |  | Research | Research | Nanosurf AG | P40008 FlexAFM | Modified Nanoflex AFM | This is a modified AFM that is capable of scanning probe nanolithography with large arrays of probes | MCR Institute of Biotechnology, Rm LG.043 |  | Lu-Shin Wong | Lu-Shin Wong | 1 Good | 2 Good | 2 General purpose research | 0.5 | EPS | Chemistry | 1140679 |  | 3F1 | 3. Materials Characterisation | F. Surface Probe Microscopy | 1. Atomic Force | y | Yes, with Dr Lu-Shin Wong | 2014-02-20 | Verified as part of data cleanse exercise (March 2015) |  | R115769 | R115769 | 9011 | R115769 | 6520 | 9013 | 01 | 132348 | 132348 | 0 | 0 | 0 | 132348 | [12 empty] | 132348 | 132348 |  | 0 | [23 empty] | 132348 | 22 | 2 | Does not match Policy. Check | UEL end dates coincide with the research grant end date, and this may not match the policy | N |  | N |  | N |  | N |  | Y |  | 2
R0938 | 13-14 | 2014-06-01 | 2017-06-01 |  | Research | Research | Cisco |  | Cisco & AV Hardware | Video Conferencing and other AV related equipment | Vaughan house | Vaughan House | John Ainsworth | John Ainsworth | 1 Good | 1 State of art | 2 General purpose research | 0 | MHS | Institute of Population Health | 1197079 | www.herc.ac.uk | 6H1 | 6. Infrastructure | H. Audio Visual | 1. Broadcast | y | Yes, verified by Rachael Theodoulou | 2015-01-09 | Verified as part of data cleanse exercise (March 2015) |  | R115449 | R115449 | 9011 | R115449 | 6520 | 9013 | 01 | 225740.94 | 163035.1233 | 62705.8167 | 0 | 6270.5817 | 225740.94 | [12 empty] | 225740.94 | 156764.5417 |  | 6270.5817 | [23 empty] | 163035.1233 | 36 | 3 | Equipment acquired for specific research projects |  | N |  | N |  | N |  | N |  | Y |  | 1
R0939 | 13-14 | 2014-02-01 | 2014-08-01 15:00 |  | Research | Research | BD Bioscience | LSR Fortessa X-20 | BD LSRFortessa 3-laser 14-colour Research Flow Cytometer package | Analyses protein expression within cell populations using fluorescent antibody labelling | Stopford Bldg, Rm 1.427B | Stopford Building | Stephen Richardson | Stephen Richardson | 1 Good | 1 State of art | 2 General purpose research | 0.5 | MHS | Institute of Inflammation & Repair | 1175677 | n/a | 2E6 | 2. Process Equipment – Biological | E. Characterisation | 6. Analysers | y | Yes, with Andrew Fotheringham | 2014-03-20 |  |  | R114766 | R114766 | 9011 | R114766 | 6520 | 9013 | 26 | 15000 | 15000 | 0 | 0 | 0 | 15000 | [12 empty] | 15000 | 15000 |  | 0 | [23 empty] | 15000 | 6 | 1 | Does not match Policy. Check | UEL end dates coincide with the research grant end date, and this may not match the policy | N |  | N |  | N |  | N |  | Y |  | 0 | 27.01.16: consolidated multiple lines as per FAR cleanse
R0939 | 13-14 | 2014-02-01 | 2014-08-01 15:00 |  | Research | Research | BD Bioscience | LSR Fortessa X-20 | BD LSRFortessa 3-laser 14-colour Research Flow Cytometer package | Analyses protein expression within cell populations using fluorescent antibody labelling | Stopford Bldg, Rm 1.427B | Stopford Building | Stephen Richardson | Stephen Richardson | 1 Good | 1 State of art | 2 General purpose research | 0.5 | MHS | Institute of Inflammation & Repair | 1175677 | n/a | 2E6 | 2. Process Equipment – Biological | E. Characterisation | 6. Analysers | y | Yes, with Andrew Fotheringham | 2014-03-20 |  |  | R116503 | R116503 | 9011 | R116503 | 6520 | 9013 | 31 | 95000 | 95000 | 0 | 0 | 0 | 95000 | [12 empty] | 95000 | 95000 |  | 0 | [23 empty] | 95000 | 6 | 1 | Does not match Policy. Check | UEL end dates coincide with the research grant end date, and this may not match the policy | N |  | N |  | N |  | N |  | Y |  | 0 | 27.01.16: consolidated multiple lines as per FAR cleanse
R0940a | 13-14 | 2014-01-01 | 2014-03-01 |  | Research | Research | BD Biosciences | BD Biosciences | BD FACSAria Fusion Cell Sorter | Identification of specified subpopulations of cells | C3210, Michael Smith Building | Michael Smith Building | Michael Jackson | Cay Kielty | 1 Good | 1 State of art | 1 Dedicated to particular experiment | 0 | FLS | Life Sciences | 1181655 | It comprises the flow cytometry facility in the Faculty of Life Sciences. | 4G5 | 4. Sample Measurement/Analysis | G. Bio-Medical | 5. Cells | y | Yes with Mike Jackson | 2014-03-13 | Verified as part of data cleanse exercise (March 2015) |  | R116523 | R116523 | 9011 | R116523 | 6520 | 9013 | 01 | 290000 | 290000 | 0 | 0 | 0 | 290000 | [12 empty] | 290000 | 290000 |  | 0 | [23 empty] | 290000 | 2 | 0 | Does not match Policy. Check | UEL end dates coincide with the research grant end date, and this may not match the policy | N |  | N |  | N |  | N |  | Y |  | 0
R0940b | 13-14 | 2014-01-01 | 2014-03-01 |  | Research | Research | BD Biosciences | BD Biosciences | BD LSRFortessa Analyser | Identification of specified subpopulations of cells | C3210, Michael Smith Building | Michael Smith Building | Michael Jackson | Cay Kielty | 1 Good | 1 State of art | 1 Dedicated to particular experiment | 0 | FLS | Life Sciences | 1181655 | It comprises the flow cytometry facility in the Faculty of Life Sciences. | 4G5 | 4. Sample Measurement/Analysis | G. Bio-Medical | 5. Cells | y | Yes with Mike Jackson | 2014-03-13 | Verified as part of data cleanse exercise (March 2015) |  | R116523 | R116523 | 9011 | R116523 | 6520 | 9013 | 01 | 208000 | 208000 | 0 | 0 | 0 | 208000 | [12 empty] | 208000 | 208000 |  | 0 | [23 empty] | 208000 | 2 | 0 | Does not match Policy. Check | UEL end dates coincide with the research grant end date, and this may not match the policy | N |  | N |  | N |  | N |  | Y |  | 0
R0941 | 13-14 | 2014-04-01 | 2014-05-01 10:30 |  | Research | Research |  | Calcining and sintering furnace | Calcining and sintering furnace | Red Devil Vacuum Furnace | Pariser Building Room J1 | Pariser Building | Marc Schmidt | Tim Abram | 1 Good | 1 State of art | 1 Dedicated to particular experiment | 0 | EPS | MACE | 1206420 | Yes part of Dalton Cumbria NFCE http://www.dalton.manchester.ac.uk/news-and-events/?archive=twelvemonths&id=11294 Also in alliance with NNL | 6C8 | 6. Infrastructure | C. Workshop | 8. Sintering | y | yes | 2015-07-01 | Verified Marc Schmidt |  | R116818 | R116818 | 9011 | R116818 | 6520 | 9013 | 03 | 45019.02 | 45019.02 | 0 | 0 | 0 | 45019.02 | [12 empty] | 45019.02 | 45019.02 |  | 0 | [23 empty] | 45019.02 | 1 | 0 | Does not match Policy. Check | UEL end dates coincide with the research grant end date, and this may not match the policy | N |  | N |  | N |  | N |  | Y |  | 1
R0942 | 13-14 | 2014-01-01 | 2017-12-02 |  | Research | Research |  |  | Advion Triversa Nanamate | Liquid extraction surface analysis | Michael Barber Centre for Mass Spectrometry |  | Perdita Barran | Perdita Barran | 1 Good | 2 Good | 2 General purpose research |  | EPS | Chemistry | 1204522 | [5 empty] | y |  |  | Verified as part of data cleanse exercise (March 2015) |  | R115612 | R115612 | 9011 | R115612 | 6520 | 9013 | 01 | 20964.33 | 13827.5368 | 7136.7932 | 0 | 446.0496 | 20964.33 | [12 empty] | 20964.33 | 13381.4872 |  | 446.0496 | [23 empty] | 13827.5368 | 47 | 4 | Motor vehicles and other general equipment |  | N |  | N |  | N |  | N |  | N | Prior to FY1415=NOT required | 9
R0942 | 13-14 | 2014-01-01 | 2015-01-14 |  | Research | Research |  |  | Advion Triversa Nanamate | Liquid extraction surface analysis | Michael Barber Centre for Mass Spectrometry |  | Perdita Barran | Perdita Barran | 1 Good | 2 Good | 2 General purpose research |  | EPS | Chemistry | 1204522 | [5 empty] | y |  |  | Verified as part of data cleanse exercise (March 2015) |  | R116782 | R116782 | 9011 | R116782 | 6520 | 9013 | 01 | 20964.32 | 20964.32 | 0 | 0 | 0 | 20964.32 | [12 empty] | 20964.32 | 20964.32 |  | 0 | [23 empty] | 20964.32 | 12 | 1 | Does not match Policy. Check | UEL end dates coincide with the research grant end date, and this may not match the policy | N |  | N |  | N |  | N |  | N | Prior to FY1415=NOT required | 9
R0944 | 13-14 | 2014-01-01 | 2017-01-01 |  | Research | Research |  |  | Illumina MiSeq | Genetic Sequencing | Manchester Centre for Genomic Medicine, top floor St Mary's Hospital |  | Bernard Keavney | Bernard Keavney | 1 Good | 1 State of art | 2 General purpose research | 0.1 | MHS | Institute of Cardiovascular Sciences | 1197184 |  | 4F3 | 4. Sample Measurement/Analysis | F. Proteins/Nucleic Acids | 3. Sequencers | y |  |  |  |  | R116041 | R116041 | 9011 | R116041 | 6520 | 9013 | 31 | 65959 | 56798.0278 | 9160.9722 | 0 | 1832.1944 | 65959 | [12 empty] | 65959 | 54965.8333 |  | 1832.1944 | [23 empty] | 56798.0278 | 36 | 3 | Equipment acquired for specific research projects |  | N |  | N |  | N |  | N |  | N | Prior to FY1415=NOT required | 4
R0945 | 13-14 | 2015-06-01 | 2016-10-01 |  | Research | Research | Oxford Instruments | 51-C-S2 | WDS Analysis System (NNUF) | WDS Analysis System (NNUF) | Dalton Cumbrian Facility, Room G.006 | Dalton Cumbrian Facility | Enrique Jimenez-Melero | Simon Pimblott | 1 Good | 1 State of art | 2 General purpose research |  | EPS | Chemistry | 1168988 / Jnl#303633 | Dalton Cumbria Facility | 30000 |  |  |  | y | yes | 2015-07-01 | Vicky Irving | as per Jun'15 verification exercise for FY14-15 YrEnd | R116996 | R116996 | 9011 | R116996 | 6520 | 9013 | 01 | 85038 | 74408.25 | 10629.75 | 0 | 5314.875 | 85038 | [12 empty] | 85038 | 69093.375 |  | 5314.875 | [23 empty] | 74408.25 | 16 | 1 | Does not match Policy. Check | UEL end dates coincide with the research grant end date, and this may not match the policy | N |  | N |  | N |  | N |  | Y |  | 4 | 22.03.16: 'School' reclassed as per JC instruction. 08.07.16:UEL amendment as per Jun16 FAR review by EPS
R0946 | 13-14 | 2014-04-01 | 2015-04-01 06:00 |  | Research | Research | Renishaw | In VIA reflex spectrometer with 532 nm and 633 nm lasers with Streamline mapping function and fibre-optic probe | Raman spectrometer | Dedicated in situ Raman spectroscopy in air senstive systems | Rm B.17, Chemistry Bldg | Chemistry Building | Robert Dryfe | Robert Dryfe | 1 Good | 1 State of art | 1 Dedicated to particular experiment | 0 | EPS | EEE | 1193787 | part of capital equipment grant for energy storage | 3A1 | 3. Materials Characterisation | A. Spectroscopy | 1. Raman | y | Yes with Mark Bissett | 2014-04-25 | Verified as part of data cleanse exercise (March 2015) |  | R116368 | R116368 | 9011 | R116368 | 6520 | 9013 | 01 | 183638.4 | 183638.4 | 0 | 0 | 0 | 183638.4 | [12 empty] | 183638.4 | 183638.4 |  | 0 | [23 empty] | 183638.4 | 12 | 1 | Does not match Policy. Check | UEL end dates coincide with the research grant end date, and this may not match the policy | N |  | N |  | N |  | N |  | Y |  | 0
R0947a | 13-14 | 2014-03-01 | 2015-03-31 |  | Part Funded | Research | Instron |  | a)Electropuls E10000 Torsion | Fatigue rig | D.006a, the Mill | The Mill | R Akid | R Akid | 1 Good | 1 State of art | 2 General purpose research | 0 | EPS | Materials | 1190448 | Not applicable | 3K8 | 3. Materials Characterisation | K. Mechanical Properties | 8. Dynamic | y | yes | 2015-07-01 | PAUL JORDAN/JOHN GOODIER | as per Jun'15 verification exercise for FY14-15 YrEnd | R116350 | R116350 | 9011 | R116350 | 6520 | 9013 | 01 | 38475.6 | 38475.6 | 0 | 0 | 0 | 38475.6 | [12 empty] | 38475.6 | 38475.6 |  | 0 | [23 empty] | 38475.6 | 13 | 1 | Does not match Policy. Check | UEL end date match to grant end date | N |  | N |  | N |  | N |  | Y |  | 1 | 26.01.16: amendment made to End of UEL date as per grant ended date
R0947a | 13-14 | 2014-03-01 | 2017-03-01 18:00 |  | Part Funded | Endowment | Instron |  | a)Electropuls E10000 Torsion | Fatigue rig | D.006a, the Mill | The Mill | R Akid | R Akid | 1 Good | 1 State of art | 2 General purpose research | 0 | EPS | Materials | 1190448 | Not applicable | 3K8 | 3. Materials Characterisation | K. Mechanical Properties | 8. Dynamic | y | Yes | 2016-07-01 | confirmed by signed year-end verification form | as per Jun'16 verification exercise for FY15-16 YrEnd | WK00892 | WK00892 | 9011 | WK00892 | 6521 | 9013 | 09 | 14924.4 | 12022.4333 | 2901.9667 | 0 | 414.5667 | 14924.4 | [12 empty] | 14924.4 | 11607.8667 |  | 414.5667 | [23 empty] | 12022.4333 | 36 | 3 | Equipment acquired for specific research projects |  | N |  | N |  | N |  | N |  | Y |  | 1
R0947b | 13-14 | 2014-03-01 | 2015-03-31 |  | Part Funded | Research | Instron |  | b)Electropuls E10000 | Fatigue rig | D.006a, the Mill | The Mill | R Akid | R Akid | 1 Good | 1 State of art | 2 General purpose research | 0 | EPS | Materials | 1190448 | Not applicable | 3K8 | 3. Materials Characterisation | K. Mechanical Properties | 8. Dynamic | y | yes | 2015-07-01 | PAUL JORDAN/JOHN GOODIER | as per Jun'15 verification exercise for FY14-15 YrEnd | R116350 | R116350 | 9011 | R116350 | 6520 | 9013 | 01 | 81562.8 | 81562.8 | 0 | 0 | 0 | 81562.8 | [12 empty] | 81562.8 | 81562.8 |  | 0 | [23 empty] | 81562.8 | 13 | 1 | Does not match Policy. Check | UEL end date match to grant end date | N |  | N |  | N |  | N |  | Y |  | 1 | 26.01.16: amendment made to End of UEL date as per grant ended date
R0948 | 13-14 | 2014-03-01 | 2015-01-14 |  | Research | Research | Waters | HDX SYNAPT G2-Si MS | HDX SYNAPT G2-Si MS | HDX SYNAPT G2-Si MS | Rm G.047/048, MIB(MCR Interdisciplinary Biocentre) | MIB Building | Perdita Barran | Perdita Barran | 1 Good | 2 Good | 1 Dedicated to particular experiment | 0 | EPS | Chemistry | 1196844 | Yes - the Michael Barber Centre for Collaborative Mass Spectrometry | 3B3 | 3. Materials Characterisation | B. Spectrometry | 3. Mass Spectrometry | Y | Yes with Prof Barran | 2014-04-25 | Verified as part of data cleanse exercise (March 2015) |  | R116782 | R116782 | 9011 | R116782 | 6520 | 9013 | 01 | 387500 | 387500 | 0 | 0 | 0 | 387500 | [12 empty] | 387500 | 387500 |  | 0 | [23 empty] | 387500 | 10 | 1 | Does not match Policy. Check | UEL end date match to grant end date | N |  | N |  | N |  | N |  | Y |  | 0 | 26.01.16: amendment made to End of UEL date as per grant ended date
R0949 | 13-14 | 2014-05-01 | 2015-05-01 06:00 |  | Research | Research | Anasys Instruments Inc | Nanol R2 | NanoIR 2 system - Nano infra-red atomic force microscope | Nano infra-red atomic force microscope | the Mill, Room D21 | The Mill | John Walton | Stuart Lyon | 1 Good | 1 State of art | 1 Dedicated to particular experiment |  | EPS | Materials | 1197330 & 1235851 | n/a | 3A2 | 3. Materials Characterisation | A. Spectroscopy | 2. Infra-Red | y | yes | 2015-07-01 | PAUL JORDAN/JOHN GOODIER | as per Jun'15 verification exercise for FY14-15 YrEnd | R116350 | R116350 | 9011 | R116350 | 6520 | 9013 | 01 | 249735.99 | 249735.99 | 0 | 0 | 0 | 249735.99 | [12 empty] | 249735.99 | 249735.99 |  | 0 | [23 empty] | 249735.99 | 12 | 1 | Does not match Policy. Check | UEL end dates coincide with the research grant end date, and this may not match the policy | N |  | N |  | N |  | N |  | Y |  | 1
R0950 | 13-14 | 2015-02-01 | 2015-03-01 |  | Research | Research |  |  | Netzsch DMA 242 E and assorted ancillary parts | Netzsch DMA 242 E and assorted ancillary parts |  |  |  | Tim Abram | 1 Good | 1 State of art | 2 General purpose research |  | EPS | MACE | 1201236 | Yes part of Dalton Cumbria NFCE http://www.dalton.manchester.ac.uk/news-and-events/?archive=twelvemonths&id=11294 Also in alliance with NNL |  |  |  |  | y | yes | 2015-07-01 | Verified Marc Schmidt |  | R116818 | R116818 | 9011 | R116818 | 6520 | 9013 | 03 | 54144 | 54144 | 0 | 0 | 0 | 54144 | [12 empty] | 54144 | 54144 |  | 0 | [23 empty] | 54144 | 1 | 0 | Does not match Policy. Check | UEL end dates coincide with the research grant end date, and this may not match the policy | N |  | N |  | N |  | N |  | Y |  | 10
R0951 | 13-14 | 2014-10-01 | 2014-10-01 |  | Research | Research | Panalytical | EMPYREAN | X-Ray Diffractometer | Fuel Characterisation equipment | Pariser Building Room A11 | Pariser Building | Marc Schmidt | Tim Abram | 1 Good | 1 State of art | 1 Dedicated to particular experiment | 0 | EPS | MACE | 1206432 | Yes part of Dalton Cumbria NFCE http://www.dalton.manchester.ac.uk/news-and-events/?archive=twelvemonths&id=11294 Also in alliance with NNL | 3H1 | 3. Materials Characterisation | H. Diffraction | 1. X-ray | y | yes | 2015-07-01 | Verified Marc Schmidt |  | R116818 | R116818 | 9011 | R116818 | 6520 | 9013 | 03 | 161610 | 161610 | 0 | 0 | 0 | 161610 | [12 empty] | 161610 | 161610 |  | 0 | [23 empty] | 161610 | 1 | 0 | Does not match Policy. Check | Commissioning date was later than the grant end date (Per the 408 PA project end date report); thus end date entered = commissioning date. Thus asset is fully written down in line with the end of the grant. | N |  | Y | Commissioning date was later than the grant end date (Per the 408 PA project end date report); thus end date entered = commissioning date. Thus asset is fully written down in line with the end of the grant. | N |  | N |  | Y |  | 0
R0952 | 13-14 | 2014-10-01 | 2014-11-01 |  | Research | Research | Nikon Metroloogy (X-TEK) | XTH225ST | X-Ray Computed Micro Tomograph | Fuel Characterisation equipment | Pariser Building Room A11 | Pariser Building | Marc Schmidt | Tim Abram | 1 Good | 1 State of art | 1 Dedicated to particular experiment | 0 | EPS | MACE | 1212910/1225075 | Yes part of Dalton Cumbria NFCE http://www.dalton.manchester.ac.uk/news-and-events/?archive=twelvemonths&id=11294 Also in alliance with NNL | 3C2 | 3. Materials Characterisation | C. Imaging | 2. X-ray | y | yes | 2015-07-01 | Verified Marc Schmidt |  | R116818 | R116818 | 9011 | R116818 | 6520 | 9013 | 03 | 436708.11 | 436708.11 | 0 | 0 | 0 | 436708.11 | [12 empty] | 436708.11 | 436708.11 |  | 0 | [23 empty] | 436708.11 | 1 | 0 | Does not match Policy. Check | UEL end dates coincide with the research grant end date, and this may not match the policy | N |  | N |  | N |  | N |  | Y |  | 0
R0953 | 13-14 | 2014-07-01 | 2014-07-01 |  | Research | Research | Innovative Technology Inc | PL-HE-2GB | IT Purelab HE 2 custom Glovebox | Inert atmosphere glovebox-enables the preparation and manipulation of air sensitive compounds | Chemistry lab 5.52 | Chemistry Building | Louise Natrajan | Louise Natrajan | 1 Good | 2 Good | 1 Dedicated to particular experiment | 0 | EPS | Chemistry | 1212982 | No | D13 |  |  |  | y |  |  | Verified as part of data cleanse exercise (March 2015) |  | R106713 | R106713 | 9011 | R106713 | 6520 | 9013 | 01 | 21278.06 | 21278.06 | 0 | 0 | 0 | 21278.06 | [12 empty] | 21278.06 | 21278.06 |  | 0 | [23 empty] | 21278.06 | 1 | 0 | Does not match Policy. Check | Commissioning date was later than the grant end date (Per the 408 PA project end date report); thus end date entered = commissioning date. Thus asset is fully written down in line with the end of the grant. | N |  | Y | Commissioning date was later than the grant end date (Per the 408 PA project end date report); thus end date entered = commissioning date. Thus asset is fully written down in line with the end of the grant. | N |  | N |  | N | Prior to FY1415=NOT required | 3
R0954 | 13-14 | 2014-04-01 | 2019-01-01 |  | Research | Research | Roche Diagnostics | LC480 II | LightCycler 480 II | RT-PCR platform for absolute/relative quantification, endpoint genotyping, meltcurve genotyping and gene scanning | MIB, 1.044 | MIB Building |  | Terry Brown | 1 Good | 1 State of art | 1 Dedicated to particular experiment |  | FLS | Life Sciences | 1219349 | No, Terry Brown's group exclusive | 4F2 | 4. Sample Measurement/Analysis | F. Proteins/Nucleic Acids | 2. PCR | y | Yes | Jul'15 | Sophie Chetham | confirmed by email on 21.07.15 | R116722 | R116722 | 9011 | R116722 | 6520 | 9013 | 05 | 28000 | 13754.386 | 14245.614 | 0 | 491.2281 | 28000 | [12 empty] | 28000 | 13263.1579 |  | 491.2281 | [23 empty] | 13754.386 | 57 | 5 | Mainframe computers & propriety software |  | N |  | N |  | N |  | N |  | Y |  | 2
R0955 | 13-14 | 2014-03-01 | 2014-06-01 |  | Research | Research | Digilab | CellJet | Digilab CellJet Printer | Dispenses small volumes of cells in gel | F23 MSC | Materials Science Building | Catherine Merry | Catherine Merry | 1 Good | 1 State of art | 1 Dedicated to particular experiment |  | FLS & EPS | Life Sciences & Materials | 1177037 | no | 1H3 | 1. Process Equipment – Physical | H. Sample Manipulation | 3. Micromanipulation | y |  |  | Verified as part of data cleanse exercise (March 2015) |  | R116523 | R116523 | 9011 | R116523 | 6520 | 9013 | 01 | 44053.2 | 44053.2 | 0 | 0 | 0 | 44053.2 | [12 empty] | 44053.2 | 44053.2 |  | 0 | [23 empty] | 44053.2 | 3 | 0 | Does not match Policy. Check | UEL end dates coincide with the research grant end date, and this may not match the policy | N |  | N |  | N |  | N |  | N | Prior to FY1415=NOT required | 1
R0955 | 13-14 | 2014-03-01 | 2018-03-01 |  | Research | University Funded | Digilab | CellJet | Digilab CellJet Printer | Dispenses small volumes of cells in gel | F23 MSC | Materials Science Building | Catherine Merry | Catherine Merry | 1 Good | 1 State of art | 1 Dedicated to particular experiment |  | FLS & EPS | Life Sciences & Materials | Jnl#317094 (1177037) | no | 1H3 | 1. Process Equipment – Physical | H. Sample Manipulation | 3. Micromanipulation | y |  |  |  |  | AA10532 | AA10532 | 9011 | AA10532 | 6522 | 9013 | 00 | 29586.25 | 17875.026 | 11711.224 | 0 | 616.3802 | 29586.25 | [12 empty] | 29586.25 | 17258.6458 |  | 616.3802 | [23 empty] | 17875.026 | 48 | 4 | Motor vehicles and other general equipment |  | N |  | N |  | N |  | N |  | N | Prior to FY1415=NOT required | 1
R0956 | 13-14 | 2015-02-01 | 2015-03-01 |  | Research | Research |  |  | Simultaneous Thermal Analyzer (STA 449 F1 Jupiter) | Simultaneous Thermal Analyzer (STA 449 F1 Jupiter) |  |  | Marc Schmidt |  | 1 Good | 1 State of art | 2 General purpose research |  | EPS | MACE | 1202390 | Yes part of Dalton Cumbria NFCE http://www.dalton.manchester.ac.uk/news-and-events/?archive=twelvemonths&id=11294 Also in alliance with NNL |  |  |  |  | y | yes | 2015-07-01 | Verified Marc Schmidt |  | R116818 | R116818 | 9011 | R116818 | 6520 | 9013 | 03 | 99630 | 99630 | 0 | 0 | 0 | 99630 | [12 empty] | 99630 | 99630 |  | 0 | [23 empty] | 99630 | 1 | 0 | Does not match Policy. Check | UEL end dates coincide with the research grant end date, and this may not match the policy | N |  | N |  | N |  | N |  | Y |  | 10
R0957 | 13-14 | 2014-10-01 | 2015-03-31 |  | Research | Research | Applied Photonics Ltd. |  | Laser induced breakdown spectrometer | The equipment uses a 1064 nm pulsed laser beam to remotely probe a surface thus producing a plasma plume which is spectroscopically analysed for the component elements of the surface | Photon Science Institute 1.306 |  | Philip Martin | Philip Martin | 1 Good | 1 State of art | 2 General purpose research | 0.5 | EPS | Materials | 1219309 | Part of PSI and Dalton | 3A1, 3B1, 3L4, 4E5, 4D5, 4J4 |  |  |  | y |  |  | Data confirmed as part of data cleanse exercise (March 2015). Asset not physically verified. |  | R116350 | R116350 | 9011 | R116350 | 6520 | 9013 | 01 | 64447.2 | 64447.2 | 0 | 0 | 0 | 64447.2 | [12 empty] | 64447.2 | 64447.2 |  | 0 | [23 empty] | 64447.2 | 6 | 1 | Does not match Policy. Check | UEL end dates coincide with the research grant end date, and this may not match the policy | N |  | N |  | N |  | N |  | N | Prior to FY1415=NOT required | 5
R0958 | 13-14 | 2014-09-01 | 2014-10-01 10:30 |  | Research | Research | National Instruments | cRIO9025 | cRIO Measurement Systems | These devices will allow high resolution measurements of the campus energy system | Substations across campus |  | Ian Cotton | Ian Cotton | 1 Good | 1 State of art | 2 General purpose research | 0.5 | EPS | EEE | 1229279 | Yes - the Energy Storage Capital Facilities | 6A4 | 6. Infrastructure | A. IT | 4. Parallel Computing | y |  |  | Verified as part of data cleanse exercise (March 2015) |  | R116368 | R116368 | 9011 | R116368 | 6520 | 9013 | 01 | 37410.83 | 37410.83 | 0 | 0 | 0 | 37410.83 | [12 empty] | 37410.83 | 37410.83 |  | 0 | [23 empty] | 37410.83 | 1 | 0 | Does not match Policy. Check | UEL end dates coincide with the research grant end date, and this may not match the policy | N |  | N |  | N |  | N |  | N | Prior to FY1415=NOT required | 1
R0959 | 13-14 | 2014-03-01 | 2017-03-31 |  | Research | Research | Deben Uk Ltd | CT5000 | 5 KN Tensile and Compressive Testing Stage System | An easy to use rig that allows the tensile and compressive testing of samples at moderate thermal capability. | Manchester X-ray Imaging Facility, Research Complex at Harwell, G-78/I13 Beamline |  | David Eastwood | Peter Lee | 1 Good | 1 State of art | 1 Dedicated to particular experiment | 0 | EPS | Materials | 1187607 | MXIF, research Complex at Harwell http://www.mxif.manchester.ac.uk/ | 3C2 | 3. Materials Characterisation | C. Imaging | 2. X-ray | y | Yes | 2016-07-01 | confirmed by signed year-end verification form | as per Jun'16 verification exercise for FY15-16 YrEnd | R113104 | R113104 | 9011 | R113104 | 6520 | 9013 | 01 | 48859.2 | 39358.8 | 9500.4 | 0 | 1357.2 | 48859.2 | [12 empty] | 48859.2 | 38001.6 |  | 1357.2 | [23 empty] | 39358.8 | 37 | 3 | Equipment acquired for specific research projects | UEL end dates coincide with the research grant end date, and this may not match the policy | N |  | N |  | N |  | N |  | Y |  | 1 | 08.07.16: UEL amended as per Jun16 FAR reviews by EPS
R0961 | 13-14 | 2014-03-01 | 2014-03-31 |  | Research | Research | Glovebox Technologies | n/a | Modification & Variations to R1005 - 3 Uranium Dioxide Gloveboxex | Fuel Manufacture equipment | Pariser Building Room A11 | Pariser Building | Marc Schmidt | Tim Abram | 1 Good | 1 State of art | 1 Dedicated to particular experiment | 0 | EPS | MACE | 1215428 | Yes part of Dalton Cumbria NFCE http://www.dalton.manchester.ac.uk/news-and-events/?archive=twelvemonths&id=11294 Also in alliance with NNL | 1D3 | 1. Process Equipment – Physical | D. Controlled Environment | 3. Glove Box | y | Yes as this is part with asset R1005 | 2014-10-24 | Data confirmed as part of data cleanse exercise (March 2015). Asset not physically verified. |  | R116818 | R116818 | 9011 | R116818 | 6520 | 9013 | 03 | 44862 | 44862 | 0 | 0 | 0 | 44862 | [12 empty] | 44862 | 44862 |  | 0 | [23 empty] | 44862 | 1 | 0 | Does not match Policy. Check | UEL end dates coincide with the research grant end date, and this may not match the policy | N |  | N |  | N |  | N |  | Y |  | 0
R0962 | 13-14 | 2014-03-01 | 2014-03-31 |  | Research | Research | Agilent | Series 5500 AFM/SPM MAC III | Series 5500 AFM/SPM | Material Analysis | Pariser Building Room J1 | Pariser Building | Marc Schmidt | Tim Abram | 1 Good | 1 State of art | 1 Dedicated to particular experiment | 0 | EPS | MACE | 1219756 | Yes part of Dalton Cumbria NFCE http://www.dalton.manchester.ac.uk/news-and-events/?archive=twelvemonths&id=11294 Also in alliance with NNL | 3F1 | 3. Materials Characterisation | F. Surface Probe Microscopy | 1. Atomic Force | y | Yes, with Marc Schmidt | 2014-10-24 | Data confirmed as part of data cleanse exercise (March 2015). Asset not physically verified. |  | R116818 | R116818 | 9011 | R116818 | 6520 | 9013 | 03 | 167496.25 | 167496.25 | 0 | 0 | 0 | 167496.25 | [12 empty] | 167496.25 | 167496.25 |  | 0 | [23 empty] | 167496.25 | 1 | 0 | Does not match Policy. Check | UEL end dates coincide with the research grant end date, and this may not match the policy | N |  | N |  | N |  | N |  | Y |  | 0
R0963 | 13-14 | 2014-06-01 | 2015-03-01 22:30 |  | Research | Research | MTI Instruments, Inc | Part number: 8000-0019 + accessories | EBSD 1000lb Tensile stage with heater | The tensile stage allows to perform in-situ EBSD studies at variable temperatures under an applied stress. | Dalton Cumbrian Facility - Characterisation Lab G.006 | Dalton Cumbrian Facility | Enrique Jimenez-Melero | Simon Pimblott | 1 Good | 1 State of art | 2 General purpose research | 1 | EPS | Dalton Institute | 1225128 | Dalton Cumbrian facility, as part of the National Nuclear User Facility | 3K3 | 3. Materials Characterisation | K. Mechanical Properties | 3. Load | y | yes | 2016-07-01 | Confirmed by Vikki Fellows with signed verification form | as per FY1516 YrEnd Verification & Impairments Exercise in Jul'16 | R116996 | R116996 | 9011 | R116996 | 6520 | 9013 | 01 | 50400.01 | 50400.01 | 0 | 0 | 0 | 50400.01 | [12 empty] | 50400.01 | 50400.01 |  | 0 | [23 empty] | 50400.01 | 9 | 1 | Does not match Policy. Check | UEL end dates coincide with the research grant end date, and this may not match the policy | N |  | N |  | N |  | N |  | Y |  | 0
R0964 | 13-14 | 2014-04-01 | 2014-04-01 |  | Research | Research | Autoscribe | LIMS | LIMS | Safety Equipment - Data Tracing | Pariser Building Room A11 | Pariser Building | Marc Schmidt | Tim Abram | 1 Good | 1 State of art | 1 Dedicated to particular experiment | 0 | EPS | MACE | 1231252 | Yes part of Dalton Cumbria NFCE http://www.dalton.manchester.ac.uk/news-and-events/?archive=twelvemonths&id=11294 Also in alliance with NNL | 6A5 | 6. Infrastructure | A. IT | 5. Data Management | y | yes | 2015-07-01 | Verified Marc Schmidt |  | R116818 | R116818 | 9011 | R116818 | 6520 | 9013 | 03 | 40912.2 | 40912.2 | 0 | 0 | 0 | 40912.2 | [12 empty] | 40912.2 | 40912.2 |  | 0 | [23 empty] | 40912.2 | 1 | 0 | Does not match Policy. Check | Commissioning date was later than the grant end date (Per the 408 PA project end date report); thus end date entered = commissioning date. Thus asset is fully written down in line with the end of the grant. | N |  | Y | Commissioning date was later than the grant end date (Per the 408 PA project end date report); thus end date entered = commissioning date. Thus asset is fully written down in line with the end of the grant. | N |  | N |  | Y |  | 0
R0965 | 13-14 | 2014-01-01 | 2014-01-01 |  | Research | Research | Leica Microsystems UK Ltd. | Leica EM TXP - Basic Unit | Leica EM TXP | Precision sample preparation machine | A Floor, Materials Science Centre | Materials Science Building | Stuart Morse | Joao Fonseca | 1 Good | 1 State of art | 2 General purpose research | 1 | EPS | Materials | 1183335 / Jnl#2006977 | School of Materials and Materials Performance Centre | 3D8 | 3. Materials Characterisation | D. Optical Microscopy | 8. Stereo | y | yes | 2015-07-01 | PAUL JORDAN/JOHN GOODIER | as per Jun'15 verification exercise for FY14-15 YrEnd | R112196 | R112196 | 9011 | R112196 | 6520 | 9013 | 03 | 29932.75 | 29932.75 | 0 | 0 | 0 | 29932.75 | [12 empty] | 29932.75 | 29932.75 |  | 0 | [23 empty] | 29932.75 | 1 | 0 | Does not match Policy. Check | Commissioning date was later than the grant end date (Per the 408 PA project end date report); thus end date entered = commissioning date. Thus asset is fully written down in line with the end of the grant. | N |  | Y | Commissioning date was later than the grant end date (Per the 408 PA project end date report); thus end date entered = commissioning date. Thus asset is fully written down in line with the end of the grant. | N |  | N |  | Y |  | 0
R0966 | 13-14 | 2014-09-01 | 2014-09-01 |  | Research | Research | Struers | TegraPol, Tegra Force and Minitom | MatPrep for radionuclide bearing materials | Fuel Characterisation equipment | Pariser Building Room A11 | Pariser Building | Marc Schmidt | Tim Abram | 1 Good | 1 State of art | 1 Dedicated to particular experiment | 0 | EPS | MACE | 1201216 | Yes part of Dalton Cumbria NFCE http://www.dalton.manchester.ac.uk/news-and-events/?archive=twelvemonths&id=11294 Also in alliance with NNL | 3M3 | 3. Materials Characterisation | M. Physical Properties | 3. Thermal | y |  |  | Data confirmed as part of data cleanse exercise (March 2015). Asset not physically verified. |  | R116818 | R116818 | 9011 | R116818 | 6520 | 9013 | 03 | 91344 | 91344 | 0 | 0 | 0 | 91344 | [12 empty] | 91344 | 91344 |  | 0 | [23 empty] | 91344 | 1 | 0 | Does not match Policy. Check | Commissioning date was later than the grant end date (Per the 408 PA project end date report); thus end date entered = commissioning date. Thus asset is fully written down in line with the end of the grant. | N |  | Y | Commissioning date was later than the grant end date (Per the 408 PA project end date report); thus end date entered = commissioning date. Thus asset is fully written down in line with the end of the grant. | N |  | N |  | N | Prior to FY1415=NOT required | 0
R0967 | 13-14 | 2014-04-01 | 2014-04-01 |  | Research | Research | IMCE | RFD Analyser for HT Youn's Modulus Measurement | RFD Analyser for HT Youn's Modulus Measurement | Fuel Characterisation equipment | Pariser Building Room A11 | Pariser Building | Marc Schmidt | Tim Abram | 1 Good | 1 State of art | 1 Dedicated to particular experiment | 0 | EPS | MACE | 1205646 | Yes part of Dalton Cumbria NFCE http://www.dalton.manchester.ac.uk/news-and-events/?archive=twelvemonths&id=11294 Also in alliance with NNL | 3K6 | 3. Materials Characterisation | K. Mechanical Properties | 6. Vibration | y | yes | 2015-07-01 | Verified Marc Schmidt |  | R116818 | R116818 | 9011 | R116818 | 6520 | 9013 | 03 | 56750.87 | 56750.87 | 0 | 0 | 0 | 56750.87 | [12 empty] | 56750.87 | 56750.87 |  | 0 | [23 empty] | 56750.87 | 1 | 0 | Does not match Policy. Check | Commissioning date was later than the grant end date (Per the 408 PA project end date report); thus end date entered = commissioning date. Thus asset is fully written down in line with the end of the grant. | N |  | Y | Commissioning date was later than the grant end date (Per the 408 PA project end date report); thus end date entered = commissioning date. Thus asset is fully written down in line with the end of the grant. | N |  | N |  | Y |  | 0
R0968 | 13-14 | 2014-11-01 | 2014-11-01 |  | Research | Research |  | EDX & EBSD system for SEM | EDX & EBSD system for SEM | Fuel Characterisation equipment | Pariser Building Room A11 | Pariser Building | Marc Schmidt | Tim Abram | 1 Good | 1 State of art | 1 Dedicated to particular experiment | 0 | EPS | MACE | 1205653 | Yes part of Dalton Cumbria NFCE http://www.dalton.manchester.ac.uk/news-and-events/?archive=twelvemonths&id=11294 Also in alliance with NNL | 3B2 | 3. Materials Characterisation | B. Spectrometry | 2. X-ray | y | Yes, with Marc Schmidt but it is still in box with relevant PO reference showed. Will have photos being sent by Marc once it is installed to asset R0985 end of Nov'14 | 2014-10-24 | Data confirmed as part of data cleanse exercise (March 2015). Asset not physically verified. |  | R116818 | R116818 | 9011 | R116818 | 6520 | 9013 | 03 | 131484 | 131484 | 0 | 0 | 0 | 131484 | [12 empty] | 131484 | 131484 |  | 0 | [23 empty] | 131484 | 1 | 0 | Does not match Policy. Check | Commissioning date was later than the grant end date (Per the 408 PA project end date report); thus end date entered = commissioning date. Thus asset is fully written down in line with the end of the grant. | N |  | Y | Commissioning date was later than the grant end date (Per the 408 PA project end date report); thus end date entered = commissioning date. Thus asset is fully written down in line with the end of the grant. | N |  | N |  | Y |  | 1
R0969 | 13-14 | 2014-04-01 | 2014-04-01 |  | Research | Research |  | BB50, PM100, MM400 | Milling Equipment (3 items to be used in sequence) | Fuel Characterisation equipment | Pariser Building Room A11 | Pariser Building | Marc Schmidt | Tim Abram | 1 Good | 1 State of art | 1 Dedicated to particular experiment | 0 | EPS | MACE | 1210056 | Yes part of Dalton Cumbria NFCE http://www.dalton.manchester.ac.uk/news-and-events/?archive=twelvemonths&id=11294 Also in alliance with NNL | 6C3 | 6. Infrastructure | C. Workshop | 3. Grinding | y | yes | 2015-07-01 | Verified Marc Schmidt |  | R116818 | R116818 | 9011 | R116818 | 6520 | 9013 | 03 | 37502.88 | 37502.88 | 0 | 0 | 0 | 37502.88 | [12 empty] | 37502.88 | 37502.88 |  | 0 | [23 empty] | 37502.88 | 1 | 0 | Does not match Policy. Check | Commissioning date was later than the grant end date (Per the 408 PA project end date report); thus end date entered = commissioning date. Thus asset is fully written down in line with the end of the grant. | N |  | Y | Commissioning date was later than the grant end date (Per the 408 PA project end date report); thus end date entered = commissioning date. Thus asset is fully written down in line with the end of the grant. | N |  | N |  | Y |  | 1
R0970 | 13-14 | 2014-04-01 | 2014-04-01 |  | Research | Research | Supermicro | HX545S-36i, HX525T2i | Gridpp4 Manchester Tier2 hardware | Supplies computing power and storage capacity | Row RA12, Small wing Reynolds house, technopark. |  | Alessandra Forti | Stefan Soldner-Rembold and Mike Seymour | 1 Good | 2 Good | 1 Dedicated to particular experiment | 0 | EPS | Physics | 1214043 | Part of the Manchester GridPP Northgrid Tier2 | 6A1 | 6. Infrastructure | A. IT | 1. Server | y | Yes, with Alessandra Forti | 2014-05-12 | Verified as part of data cleanse exercise (March 2015) |  | R116738 | R116738 | 9011 | R116738 | 6520 | 9013 | 01 | 205368.34 | 205368.34 | 0 | 0 | 0 | 205368.34 | [12 empty] | 205368.34 | 205368.34 |  | 0 | [23 empty] | 205368.34 | 1 | 0 | Does not match Policy. Check | Commissioning date was later than the grant end date (Per the 408 PA project end date report); thus end date entered = commissioning date. Thus asset is fully written down in line with the end of the grant. | N |  | Y | Commissioning date was later than the grant end date (Per the 408 PA project end date report); thus end date entered = commissioning date. Thus asset is fully written down in line with the end of the grant. | N |  | N |  | Y |  | 1
R0971 | 13-14 | 2014-02-01 | 2014-02-01 |  | Research | Research | OFIL | Superb 30300N with Remote Control unit 10008 and close up lenses 10637 | DayCor UV camera | UV imaging | Ferranti B23 | Ferranti Building | Simon Rowland | Simon Rowland | 1 Good | 1 State of art | 2 General purpose research | 0 | EPS | EEE | 1214927 | HV voltage equipment for use in HV laboratory Ferranti B23 | 4K1 | 4. Sample Measurement/Analysis | K. Electrical | 1. High Voltage | y |  |  | Verified by Andrew Forsyth |  | R110853 | R110853 | 9011 | R110853 | 6520 | 9013 | 04 | 53618 | 53618 | 0 | 0 | 0 | 53618 | [12 empty] | 53618 | 53618 |  | 0 | [23 empty] | 53618 | 1 | 0 | Does not match Policy. Check | Commissioning date was later than the grant end date (Per the 408 PA project end date report); thus end date entered = commissioning date. Thus asset is fully written down in line with the end of the grant. | N |  | Y | Commissioning date was later than the grant end date (Per the 408 PA project end date report); thus end date entered = commissioning date. Thus asset is fully written down in line with the end of the grant. | N |  | N |  | N | Prior to FY1415=NOT required | 0
R0972 | 13-14 | 2014-04-01 | 2014-04-01 |  | Research | Research | Buchi Glas | Limbo LS 1l (modified) | High Pressure Autoclave | Fuel Characterisation equipment | Pariser Building Room A11 | Pariser Building | Marc Schmidt | Tim Abram | 1 Good | 1 State of art | 1 Dedicated to particular experiment | 0 | EPS | MACE | 1216367 | Yes part of Dalton Cumbria NFCE http://www.dalton.manchester.ac.uk/news-and-events/?archive=twelvemonths&id=11294 Also in alliance with NNL | 3M3 | 3. Materials Characterisation | M. Physical Properties | 3. Thermal | y |  |  | Data confirmed as part of data cleanse exercise (March 2015). Asset not physically verified. |  | R116818 | R116818 | 9011 | R116818 | 6520 | 9013 | 03 | 45978 | 45978 | 0 | 0 | 0 | 45978 | [12 empty] | 45978 | 45978 |  | 0 | [23 empty] | 45978 | 1 | 0 | Does not match Policy. Check | Commissioning date was later than the grant end date (Per the 408 PA project end date report); thus end date entered = commissioning date. Thus asset is fully written down in line with the end of the grant. | N |  | Y | Commissioning date was later than the grant end date (Per the 408 PA project end date report); thus end date entered = commissioning date. Thus asset is fully written down in line with the end of the grant. | N |  | N |  | N | Prior to FY1415=NOT required | 0
R0973 | 14-15 | 2015-02-01 | 2015-03-01 10:30 |  | Research | Research | GT Advanced Technologies | Model 1100-4080-W4 System | High Temperature Vacuum Furnace | The furnace allows to anneal samples at temperatures to 2800C in He, High Vacuum, Inert & Reducing atmospheres. | Dalton Cumbrian Facility - Heat Treatment Lab G.017 | Dalton Cumbrian Facility | Enrique Jimenez-Melero | Simon Pimblott | 1 Good | 1 State of art | 2 General purpose research | 1 | EPS | Dalton Institute | 1224677 | Dalton Cumbrian Facility, as part of the National Nuclear User Facility | 1D1 | 1. Process Equipment – Physical | D. Controlled Environment | 1. Furnace | y | yes | 2016-07-01 | Confirmed by Vikki Fellows with signed verification form | as per FY1516 YrEnd Verification & Impairments Exercise in Jul'16 | R116996 | R116996 | 9011 | R116996 | 6520 | 9013 | 01 | 223758 | 223758 | 0 | 0 | 0 | 223758 | [12 empty] | 223758 | 223758 |  | 0 | [23 empty] | 223758 | 1 | 0 | Does not match Policy. Check | UEL end dates coincide with the research grant end date, and this may not match the policy | N |  | N |  | N |  | N |  | Y |  | 0
R0974 | 14-15 | 2015-02-01 | 2015-03-01 10:30 |  | Research | Research | GT Advanced Technologies | Model SPS 10-4 System | Spark Plasma Sintering system | SPS system to sinter particulate metallic/ceramic materials at temperatures up to 2200C under a maximum applied force of 10 tons and controlled atmosphere. | Dalton Cumbrian Facility - Heat Treatment Lab G.017 | Dalton Cumbrian Facility | Enrique Jimenez-Melero | Simon Pimblott | 1 Good | 1 State of art | 2 General purpose research | 1 | EPS | Dalton Institute | 1224678 | Dalton Cumbrian Facility, as part of the National Nuclear User Facility | 1D1 | 1. Process Equipment – Physical | D. Controlled Environment | 1. Furnace | y | yes | 2016-07-01 | Confirmed by Vikki Fellows with signed verification form | as per FY1516 YrEnd Verification & Impairments Exercise in Jul'16 | R116996 | R116996 | 9011 | R116996 | 6520 | 9013 | 01 | 250080 | 250080 | 0 | 0 | 0 | 250080 | [12 empty] | 250080 | 250080 |  | 0 | [23 empty] | 250080 | 1 | 0 | Does not match Policy. Check | UEL end dates coincide with the research grant end date, and this may not match the policy | N |  | N |  | N |  | N |  | Y |  | 0
R0975 | 13-14 | 2014-03-01 | 2015-06-01 |  | Research | Research | Illumina, Inc. | HiSeq2500 (upgrade) | Upgrade HiSeq 2000 to HiSeq 2500 | Next generation sequencer | B.4071 (Michael Smith Bldg.) | Michael Smith Building | Andy Hayes | A. D. Sharrocks | 1 Good | 1 State of art | 2 General purpose research | 0 | FLS | Life Sciences | 1169262 | Genomic Technologies Core Facility - FLS | 4F3 | 4. Sample Measurement/Analysis | F. Proteins/Nucleic Acids | 3. Sequencers | y |  |  | Verified as part of data cleanse exercise (March 2015) |  | R115482 | R115482 | 9011 | R115482 | 6520 | 9013 | 31 | 50000 | 50000 | 0 | 0 | 0 | 50000 | [12 empty] | 50000 | 50000 |  | 0 | [23 empty] | 50000 | 15 | 1 | Does not match Policy. Check | UEL end dates coincide with the research grant end date, and this may not match the policy | N |  | N |  | N |  | N |  | N | Prior to FY1415=NOT required | 0
R0976 | 13-14 | 2012-08-01 06:00 | 2015-08-01 |  | Research | Research |  |  | Agilent 7890GC system and Cary 60 with Peltier thermostatted cell holder | non-capital item as confirmed in Apr'14 by Alison Bate | non-capital item as confirmed in Apr'14 by Alison Bate |  | non-capital item as confirmed in Apr'14 by Alison Bate | non-capital item as confirmed in Apr'14 by Alison Bate | non-capital item as confirmed in Apr'14 by Alison Bate | non-capital item as confirmed in Apr'14 by Alison Bate | non-capital item as confirmed in Apr'14 by Alison Bate | non-capital item as confirmed in Apr'14 by Alison Bate | FLS | Life Sciences | 1222344 | non-capital item as confirmed in Apr'14 by Alison Bate | non-capital item as confirmed in Apr'14 by Alison Bate |  |  |  | n/a |  |  |  |  | R116423 | R116423 | 9011 | R116423 | 6520 | 9013 | 42 | 0 | 0 | 0 | 0 | 0 | 0 | [12 empty] | 0 | 0 |  | 0 | [23 empty] | 0 | 36 | 3 | Equipment acquired for specific research projects |  | N |  | N |  | N |  | N |  | N | Prior to FY1415=NOT required | 6
R0977 | 13-14 | UC | 0 |  | Research | Research |  |  | 4off Lab Balances (NFCE capital project) | 4off Lab Balances (NFCE capital project) |  |  | Marc Schmidt | Marc Schmidt | 1 Good | 1 State of art | 1 Dedicated to particular experiment | 0 | EPS | MACE | 1212472 | Yes part of Dalton Cumbria NFCE http://www.dalton.manchester.ac.uk/news-and-events/?archive=twelvemonths&id=11294 Also in alliance with NNL |  |  |  |  | y |  |  | Data confirmed as part of data cleanse exercise (March 2015). Asset not physically verified. | 4 separate items not capital per Marc Shmidt | R116818 | R116818 | 9011 | R116818 | 6520 | 9013 | 03 | 0 | 0 | 0 | 0 | 0 | 0 | [12 empty] | 0 | 0 |  | 0 | [23 empty] | 0 | - | - | Does not match Policy. Check | non-capital asset re-classification | N |  | N |  | N |  | N |  | N | Prior to FY1415=NOT required | 8
R0978 | 13-14 | 2014-07-01 | 2014-08-01 |  | Research | Research | RTDS Technologies Inc |  | Hardware in the loop test system (RTDS System) | The ‘hardware in the loop’ (HIL) facility will allow the testing of the interaction between actual physical devices and a realistic model of the electricity network running in real time. | Ferranti Building - B14 | Ferranti Building | Vladimir Terzija | Ian Cotton | 1 Good | 1 State of art | 2 General purpose research | 0.5 | EPS | EEE | 1233772 / 1233782 | Yes - the Energy Storage Capital Facilities | 6A4 | 6. Infrastructure | A. IT | 4. Parallel Computing | y | Yes, with Frank Hogan | 2014-05-15 | Verified as part of data cleanse exercise (March 2015) |  | R116368 | R116368 | 9011 | R116368 | 6520 | 9013 | 01 | 1142400 | 1142400 | 0 | 0 | 0 | 1142400 | [12 empty] | 1142400 | 1142400 |  | 0 | [23 empty] | 1142400 | 1 | 0 | Does not match Policy. Check | UEL end dates coincide with the research grant end date, and this may not match the policy | N |  | N |  | N |  | N |  | Y |  | 1
R0979 | 13-14 | 2014-05-01 | 2017-05-01 18:00 |  | Research | Research | Advio |  | Nanotek Microchemistry System | Nanotek Microchemistry System |  |  | Michael Green | Adam McMahon | 1 Good | 1 State of art |  |  | MHS | Institute of Population Health | v#2094684/1236521 | [5 empty] | Y |  |  | Verified as part of data cleanse exercise (March 2015) |  | R116266 | R116266 | 9011 | R116266 | 6520 | 9013 | 31 | 88000 | 66000 | 22000 | 0 | 2444.4444 | 88000 | [12 empty] | 88000 | 63555.5556 |  | 2444.4444 | [23 empty] | 66000 | 36 | 3 | Equipment acquired for specific research projects |  | N |  | N |  | N |  | N |  | N | Prior to FY1415=NOT required | 10
R0980 | 13-14 | 2015-07-01 | 2016-06-01 |  | Part Funded | Research |  |  | Aerodyne bespoke mini QCLAS N2O/CO + Option 1 Pump | Monitoring UK Greenhosue Gases from tall Tower | Simon Room 1.05 but will be deployed in the South of Englan continuosly for 1 year as part of the project funding it. | Simon Building | M. Gallagher and G. Allen | M. Gallagher and G. Allen | 1 Good | 2 Good | 1 Dedicated to particular experiment | 0 | EPS | SEAES | 1140913 | [5 empty] | y | yes | 2016-07-01 | Confirmed by Vikki Fellows with signed verification form | as per FY1516 YrEnd Verification & Impairments Exercise in Jul'16 | R115658 | R115658 | 9011 | R115658 | 6520 | 9013 | 01 | 47808 | 47808 | 0 | 0 | 0 | 47808 | [12 empty] | 47808 | 47808 |  | 0 | [23 empty] | 47808 | 11 | 1 | Does not match Policy. Check | UEL end dates coincide with the research grant end date, and this may not match the policy | N |  | N |  | N |  | N |  | Y | Prior to FY1415=NOT required | 7 | 1)grant end date 30.06.16; 2) 27.01.16: consolidated multi lines as per FAR Cleanse - line with code AA10328 was removed due to zero balance.
R0981 | 13-14 | 2014-04-01 | 2014-04-01 |  | Research | Research | IPG Photonics | YLR 1000 SM | Single Mode Fibre Laser | Material Processing | Pariser Building Room A11 | Pariser Building | Marc Schmidt | Tim Abram | 1 Good | 1 State of art | 1 Dedicated to particular experiment | 0 | EPS | MACE | 1224585 | Yes part of Dalton Cumbria NFCE http://www.dalton.manchester.ac.uk/news-and-events/?archive=twelvemonths&id=11294 Also in alliance with NNL | 3F1 | 3. Materials Characterisation | F. Surface Probe Microscopy | 1. Atomic Force | y |  |  | Data confirmed as part of data cleanse exercise (March 2015). Asset not physically verified. |  | R116818 | R116818 | 9011 | R116818 | 6520 | 9013 | 03 | 75240 | 75240 | 0 | 0 | 0 | 75240 | [12 empty] | 75240 | 75240 |  | 0 | [23 empty] | 75240 | 1 | 0 | Does not match Policy. Check | Commissioning date was later than the grant end date (Per the 408 PA project end date report); thus end date entered = commissioning date. Thus asset is fully written down in line with the end of the grant. | N |  | Y | Commissioning date was later than the grant end date (Per the 408 PA project end date report); thus end date entered = commissioning date. Thus asset is fully written down in line with the end of the grant. | N |  | N |  | N | Prior to FY1415=NOT required | 0
R0982a | 13-14 | 2014-05-01 | 2015-05-01 06:00 |  | Research | Research | Hysitron, Minneapolis, USA | PI 85 with Heating / PI 87 / X-Ray Tomography Stage | a) Nanoindenter Stages PI87 & PI85 (for SEM, FIB and X-ray) - Lot 2&3 | Indentation equipment for characterisation of materials mechanical properties inside various systems | Materials Science Centre Rm A30 (this is a mobiled non-stand alone equipment for SEM, FIB and Xray system) (may be moved temporary to PSI Microscope Suite) | Materials Science Building | Andrew Forrest | Brian Derby | 1 Good | 1 State of art | 1 Dedicated to particular experiment | 1 | EPS | Materials | 1207813 (V#2081376&2081374) | no | 3K4 | 3. Materials Characterisation | K. Mechanical Properties | 4. Hardness | y | yes | 2015-07-01 | PAUL JORDAN/JOHN GOODIER | as per Jun'15 verification exercise for FY14-15 YrEnd | R116350 | R116350 | 9011 | R116350 | 6520 | 9013 | 01 | 306903.65 | 306903.65 | 0 | 0 | 0 | 306903.65 | [12 empty] | 306903.65 | 306903.65 |  | 0 | [23 empty] | 306903.65 | 12 | 1 | Does not match Policy. Check | UEL end dates coincide with the research grant end date, and this may not match the policy | N |  | N |  | N |  | N |  | Y |  | 0
R0982b | 13-14 | 2014-05-01 | 2015-05-01 06:00 |  | Research | Research | Hysitron, Minneapolis, USA | TI 950 | b) Nanoindenter - Lot 1 | High temperature indentation equipment for characterisation of materials mechanical properties. | Materials Science Centre RmA35b, (will be moved to The Mill A Floor when Materials Science Centre is not available) | Materials Science Building | Andrew Forrest | Brian Derby | 1 Good | 1 State of art | 1 Dedicated to particular experiment | 1 | EPS | Materials | 1207813 (V#2081142) | no | 3K4 | 3. Materials Characterisation | K. Mechanical Properties | 4. Hardness | y | yes | 2015-07-01 | PAUL JORDAN/JOHN GOODIER | as per Jun'15 verification exercise for FY14-15 YrEnd | R116350 | R116350 | 9011 | R116350 | 6520 | 9013 | 01 | 339110.29 | 339110.29 | 0 | 0 | 0 | 339110.29 | [12 empty] | 339110.29 | 339110.29 |  | 0 | [23 empty] | 339110.29 | 12 | 1 | Does not match Policy. Check | UEL end dates coincide with the research grant end date, and this may not match the policy | N |  | N |  | N |  | N |  | Y |  | 0
R0982c | 13-14 | 2014-12-01 | 2015-03-01 07:30 |  | Research | Research | Hysitron, Minneapolis, USA | TI 950 | a) Nanoindenter Stages PI87 & PI85 (for SEM, FIB and X-ray) - Lot 2&3 | Indentation equipment for characterisation of materials mechanical properties inside various systems | Materials Science Centre Rm A30 (this is a mobiled non-stand alone equipment for SEM, FIB and Xray system) (may be moved temporary to PSI Microscope Suite) | Materials Science Building | Andrew Forrest | Brian Derby | 1 Good | 1 State of art | 1 Dedicated to particular experiment | 1 | EPS | Materials | 1207813 (V#2081382) | no | 3K4 | 3. Materials Characterisation | K. Mechanical Properties | 4. Hardness | y | yes | 2015-07-01 | PAUL JORDAN/JOHN GOODIER | as per Jun'15 verification exercise for FY14-15 YrEnd | R116350 | R116350 | 9011 | R116350 | 6520 | 9013 | 01 | 134826.06 | 134826.06 | 0 | 0 | 0 | 134826.06 | [12 empty] | 134826.06 | 134826.06 |  | 0 | [23 empty] | 134826.06 | 3 | 0 | Does not match Policy. Check | UEL end dates coincide with the research grant end date, and this may not match the policy | N |  | N |  | N |  | N |  | Y |  | 0
R0983 | 13-14 | 2014-05-01 | 2015-05-01 06:00 |  | Research | Research | DEBEN | MICROTESTER - 5KN tensile stage (& peltier upgrade) | MICROTESTER with 5KN extended length tensile stage for Dimension 3100 AFM (& peltier upgrade) | The miniature-tension/compression-tester can be interfaced to the Dimenson 3100 AFM for studying effect of strain on morphology, surface poential differences & ferro-magnetism. | The Mill / D21/22 | The Mill | Dirk Engelberg | Dirk Engelberg | 1 Good | 1 State of art | 1 Dedicated to particular experiment | 0.5 | EPS | Materials | 1196938 (Jnl#314080) | no | 3K3, 3F1-3F3 |  |  |  | y | yes | 2015-07-01 | PAUL JORDAN/JOHN GOODIER | as per Jun'15 verification exercise for FY14-15 YrEnd | R116350 | R116350 | 9011 | R116350 | 6520 | 9013 | 01 | 59367.6 | 59367.6 | 0 | 0 | 0 | 59367.6 | [12 empty] | 59367.6 | 59367.6 |  | 0 | [23 empty] | 59367.6 | 12 | 1 | Does not match Policy. Check | UEL end dates coincide with the research grant end date, and this may not match the policy | N |  | N |  | N |  | N |  | Y |  | 3
R0984 | 13-14 | 2014-04-01 | 2014-08-01 18:00 |  | Research | Research | PEL |  | Super Inkjet Printer (SIJ-S050) | to assist research | Rm 1.068, Chemistry Bldg | Chemistry Building | Stephen Yeates |  | 1 Good | 2 Good | 2 General purpose research | 0.5 | EPS | Chemistry | 1229832 | [5 empty] | y | Yes with Rachel Saunders | 2014-05-19 | Verified as part of data cleanse exercise (March 2015) |  | R116369 | R116369 | 9011 | R116369 | 6520 | 9013 | 01 | 164595.45 | 164595.45 | 0 | 0 | 0 | 164595.45 | [12 empty] | 164595.45 | 164595.45 |  | 0 | [23 empty] | 164595.45 | 4 | 0 | Does not match Policy. Check | UEL end dates coincide with the research grant end date, and this may not match the policy | N |  | N |  | N |  | N |  | Y |  | 7
R0985 | 13-14 | 2014-11-01 | 2014-11-01 |  | Research | Research | FEI | Nova 450 | FE-SEM (Nova SEM 450) | Materials Analysis | Pariser Building Room A11 | Pariser Building | Marc Schmidt | Tim Abram | 1 Good | 1 State of art | 1 Dedicated to particular experiment | 0 | EPS | MACE | 1202375 | Yes part of Dalton Cumbria NFCE http://www.dalton.manchester.ac.uk/news-and-events/?archive=twelvemonths&id=11294 Also in alliance with NNL | 3E1 | 3. Materials Characterisation | E. Electron/Ion Microscopy | 1. Scanning | y | Yes, with Marc Schmidt | 2014-10-24 | Data confirmed as part of data cleanse exercise (March 2015). Asset not physically verified. |  | R116818 | R116818 | 9011 | R116818 | 6520 | 9013 | 03 | 393964.52 | 393964.52 | 0 | 0 | 0 | 393964.52 | [12 empty] | 393964.52 | 393964.52 |  | 0 | [23 empty] | 393964.52 | 1 | 0 | Does not match Policy. Check | Commissioning date was later than the grant end date (Per the 408 PA project end date report); thus end date entered = commissioning date. Thus asset is fully written down in line with the end of the grant. | N |  | Y | Commissioning date was later than the grant end date (Per the 408 PA project end date report); thus end date entered = commissioning date. Thus asset is fully written down in line with the end of the grant. | N |  | N |  | Y |  | 0
R0986 | 13-14 | 2014-08-01 | 2015-05-01 22:30 |  | Research | Research | FEI | Helios NanoLab 660 | Helios NanoLab 660 | Site-specific imaging, extraction and preparation of samples (i.e.,films, oxides and defects/cracks) for TEM/EBSD analysis | The Mill, Rm A9a | The Mill | Grace Burke | Grace Burke | 1 Good | 1 State of art | 2 General purpose research | 0 | EPS | Materials | 1196984 | no | 3E6 | 3. Materials Characterisation | E. Electron/Ion Microscopy | 6. Ion Beam | y | yes | 2015-07-01 | PAUL JORDAN/JOHN GOODIER | as per Jun'15 verification exercise for FY14-15 YrEnd | R116350 | R116350 | 9011 | R116350 | 6520 | 9013 | 01 | 967689.6 | 967689.6 | 0 | 0 | 0 | 967689.6 | [12 empty] | 967689.6 | 967689.6 |  | 0 | [23 empty] | 967689.6 | 9 | 1 | Does not match Policy. Check | UEL end dates coincide with the research grant end date, and this may not match the policy | N |  | N |  | N |  | N |  | Y |  | 0
R0987 | 13-14 | 2015-06-01 | 2015-06-01 |  | Research | Research |  |  | He3 insert | He3 insert |  |  | Prof. Novoselov | Prof. Novoselov |  |  |  |  | EPS | National Graphene Institute | 1104646 | [5 empty] | y | yes | 2016-07-01 | Confirmed by Vikki Fellows with signed verification form | as per FY1516 YrEnd Verification & Impairments Exercise in Jul'16 | R115494 | R115494 | 9011 | R115494 | 6520 | 9013 | 01 | 51600 | 51600 | 0 | 0 | 0 | 51600 | [12 empty] | 51600 | 51600 |  | 0 | [23 empty] | 51600 | 1 | 0 | Does not match Policy. Check | Equipment for NGI - Grant end date was 31/3/15, so end of UEL date entered as commissioning date | N |  | Y | Equipment for NGI - Grant end date was 31/3/15, so end of UEL date entered as commissioning date | N |  | N |  | Y | Prior to FY1415=NOT required | 13
R0988 | 13-14 | 2014-01-01 | 2022-06-30 |  | Research | Research | Innovate Systems | Pure lab HE 2GB with oven | Glove box | Glove box for dedicated in situ Raman spectroscopy in air senstive systems, Raman system to be purchase as part of same grant | Chemistry 2.055 | Chemistry Building | Robert Dryfe | Robert Dryfe | 1 Good | 1 State of art | 1 Dedicated to particular experiment | 0 | EPS | EEE | 1197203 | part of capital equipment grant for energy storage | 1D3 | 1. Process Equipment – Physical | D. Controlled Environment | 3. Glove Box | y |  |  | Verified as part of data cleanse exercise (March 2015) |  | R116368 | R116368 | 9011 | R116368 | 6520 | 9013 | 01 | 35235.13 | 10814.7429 | 24420.3871 | 0 | 348.8627 | 35235.13 | [12 empty] | 35235.13 | 10465.8802 |  | 348.8627 | [23 empty] | 10814.7429 | 102 | 8 | Computer software | this is not Computer Software. The UEL amended as per instruction received from Nina Wozmirska on 02.03.16 | N |  | N |  | N |  | N |  | N | Prior to FY1415=NOT required | 0 | 27.01.16: consolidated multi-lines as per FAR cleanse. 07.03.16: End of UEL amended as per eamil rec'd from Nina Wozmirska on 02.03.16. 22.03.16: 'School' reclassed as per JC instruction.
R0989 | 13-14 | 2014-02-01 | 2016-10-01 |  | Research | Research | Agilent | 7890B | Gas Chromatograph | GC with ECD, TCD and FID plus Bespoke nitric acid handling system | Dalton Cumbrian Facility - Analytical Lab | Dalton Cumbrian Facility | Ruth Edge | Simon Pimblott | 1 Good | 1 State of art | 1 Dedicated to particular experiment | 0 | EPS | Dalton Institute | 1201682 | Dalton.manchester.ac.uk/dcf | 3L5 | 3. Materials Characterisation | L. Chemical Analysis | 5. Chromatography | y | yes | 2016-07-01 | Confirmed by Vikki Fellows with signed verification form | as per FY1516 YrEnd Verification & Impairments Exercise in Jul'16 | R114867 | R114867 | 9011 | R114867 | 6520 | 9013 | 03 | 34272 | 32130 | 2142 | 0 | 1071 | 34272 | [12 empty] | 34272 | 31059 |  | 1071 | [23 empty] | 32130 | 32 | 3 | Equipment acquired for specific research projects |  | N |  | N |  | N |  | N |  | Y | Prior to FY1415=NOT required | 0 | 22.03.16: 'School' reclassed as per JC instruction. 08.07.16: UEL amended as per Jun16 FAR review by EPS
R0990 | 13-14 | 2014-06-01 | 2014-06-01 |  | Research | Research | Shimadzu | LC-20AD | Shimadzu UPLC | Liqid Chromatography | MIB level 1 | MIB Building | Clare Mills | Clare Mills | 1 Good | 2 Good | 2 General purpose research | 0 | MHS | Institute of Inflammation & Repair | 1224317 |  | 3L5 | 3. Materials Characterisation | L. Chemical Analysis | 5. Chromatography | y |  |  |  |  | R115078 | R115078 | 9011 | R115078 | 6520 | 9013 | 43 | 5117.83 | 5117.83 | 0 | 0 | 0 | 5117.83 | [12 empty] | 5117.83 | 5117.83 |  | 0 | [23 empty] | 5117.83 | 1 | 0 | Does not match Policy. Check | Commissioning date was later than the grant end date (Per the 408 PA project end date report); thus end date entered = commissioning date. Thus asset is fully written down in line with the end of the grant. | N |  | Y | Commissioning date was later than the grant end date (Per the 408 PA project end date report); thus end date entered = commissioning date. Thus asset is fully written down in line with the end of the grant. | N |  | N |  | N | Prior to FY1415=NOT required | 1
R0990 | 13-14 | 2014-06-01 | 2017-02-28 |  | Research | Research | Shimadzu | LC-20AD | Shimadzu UPLC | Liqid Chromatography | MIB level 1 | MIB Building | Clare Mills | Clare Mills | 1 Good | 2 Good | 2 General purpose research | 0 | MHS | Institute of Inflammation & Repair | 1224317 |  | 3L5 | 3. Materials Characterisation | L. Chemical Analysis | 5. Chromatography | y |  |  |  |  | R115758 | R115758 | 9011 | R115758 | 6520 | 9013 | 05 | 22696.49 | 18440.8981 | 4255.5919 | 0 | 709.2653 | 22696.49 | [12 empty] | 22696.49 | 17731.6328 |  | 709.2653 | [23 empty] | 18440.8981 | 33 | 3 | Equipment acquired for specific research projects |  | N |  | N |  | N |  | N |  | N | Prior to FY1415=NOT required | 1
R0991 | 13-14 | 2014-04-01 | 2014-10-01 15:00 |  | Research | Research | ASD Engineering |  | Smart metering units | This equipment will be used to provide high resolution energy monitoring across the campus | Substations across the campus |  | Ian Cotton | Ian Cotton | 1 Good | 1 State of art | 1 Dedicated to particular experiment | 0.5 | EPS | EEE | 1230578 | Yes - the Energy Storage Capital Facilities | 4K1 | 4. Sample Measurement/Analysis | K. Electrical | 1. High Voltage | y |  |  | Verified as part of data cleanse exercise (March 2015) |  | R116368 | R116368 | 9011 | R116368 | 6520 | 9013 | 01 | 34836 | 34836 | 0 | 0 | 0 | 34836 | [12 empty] | 34836 | 34836 |  | 0 | [23 empty] | 34836 | 6 | 1 | Does not match Policy. Check | UEL end dates coincide with the research grant end date, and this may not match the policy | N |  | N |  | N |  | N |  | N | Prior to FY1415=NOT required | 2 | 27.01.16: consolidated multi-lines as per FAR cleanse
R0992 | 13-14 | 2014-04-01 | 2016-10-31 |  | Research | Research | ThermoFisher Scientific (Dionex) | Ion chromatograph (IC) - ICS1600; autosampler - AS-AP; analytical column - CS16, 3×250mm; guard column - CG16,3×50mm; suppressor - CERS500, 2 mm | Ion chromatograph (IC) for cation analysis, autosampler with simultaneous injection option, 1 analytical and 1 guard column and suppressor | Ion chromatographic system for simultaneious cation and/or anion (already installed in the lab) analysis, controlled and sampled with one autosampler | Dalton Cumbrian Facility - Analytical Lab | Dalton Cumbrian Facility | Aliaksandr Baidak and Ruth Edge | Simon Pimblott | 1 Good | 2 Good | 2 General purpose research | 0 | EPS | Dalton Institute | 1232923 | Yes - dalton.manchester.ac.uk/dcf | 3L5 | 3. Materials Characterisation | L. Chemical Analysis | 5. Chromatography | y | yes | 2016-07-01 | Confirmed by Vikki Fellows with signed verification form | as per FY1516 YrEnd Verification & Impairments Exercise in Jul'16 | R114867 | R114867 | 9011 | R114867 | 6520 | 9013 | 03 | 2857.42 | 2666.9253 | 190.4947 | 0 | 95.2473 | 2857.42 | [12 empty] | 2857.42 | 2571.678 |  | 95.2473 | [23 empty] | 2666.9253 | 31 | 3 | Equipment acquired for specific research projects |  | N |  | N |  | N |  | N |  | Y | Prior to FY1415=NOT required | 0 | 22.03.16: 'School' reclassed as per JC instruction.
R0992 | 13-14 | 2014-04-01 | 2014-04-01 |  | Research | Research | ThermoFisher Scientific (Dionex) | Ion chromatograph (IC) - ICS1600; autosampler - AS-AP; analytical column - CS16, 3×250mm; guard column - CG16,3×50mm; suppressor - CERS500, 2 mm | Ion chromatograph (IC) for cation analysis, autosampler with simultaneous injection option, 1 analytical and 1 guard column and suppressor | Ion chromatographic system for simultaneious cation and/or anion (already installed in the lab) analysis, controlled and sampled with one autosampler | Dalton Cumbrian Facility - Analytical Lab | Dalton Cumbrian Facility | Aliaksandr Baidak and Ruth Edge | Simon Pimblott | 1 Good | 2 Good | 2 General purpose research | 0 | EPS | Dalton Institute | 1232923 | Yes - dalton.manchester.ac.uk/dcf | 3L5 | 3. Materials Characterisation | L. Chemical Analysis | 5. Chromatography | y | yes | 2016-07-01 | Confirmed by Vikki Fellows with signed verification form | as per FY1516 YrEnd Verification & Impairments Exercise in Jul'16 | R117076 | R117076 | 9011 | R117076 | 6520 | 9013 | 03 | 25819.48 | 25819.48 | 0 | 0 | 0 | 25819.48 | [12 empty] | 25819.48 | 25819.48 |  | 0 | [23 empty] | 25819.48 | 1 | 0 | Does not match Policy. Check | Commissioning date was later than the grant end date (Per the 408 PA project end date report); thus end date entered = commissioning date. Thus asset is fully written down in line with the end of the grant. | N |  | Y | Commissioning date was later than the grant end date (Per the 408 PA project end date report); thus end date entered = commissioning date. Thus asset is fully written down in line with the end of the grant. | N |  | N |  | Y | Prior to FY1415=NOT required | 0 | 22.03.16: 'School' reclassed as per JC instruction.
R0993 | 13-14 | 2014-09-01 | 2015-07-01 09:00 |  | Research | Research | Fischione Instruments (agent Mindex) | 2050 | On-axis rotation Tomography holder | Sample Holder for the scanning transmission electron microscope (including Titan ChemiSTEM). This holder is special because it is able to rotate sample 360 degrees about an axis perpendicular to the viewing direction - thereby allowing full tomographic reconstruction without missing tilt angle that is present for all other specimen holders. | MSC B9 | Materials Science Building | Sarah Haigh and Matthew Smith | Sarah Haigh | 1 Good | 1 State of art | 2 General purpose research | 0.8 | EPS | Materials | 1235805 | Associated with capabilities of the School of Materials, Electron Microscopy Centre | 3E2 | 3. Materials Characterisation | E. Electron/Ion Microscopy | 2. Scanning Transmission | y | yes | 2015-07-01 | PAUL JORDAN/JOHN GOODIER | as per Jun'15 verification exercise for FY14-15 YrEnd | R116350 | R116350 | 9011 | R116350 | 6520 | 9013 | 01 | 34806.31 | 34806.31 | 0 | 0 | 0 | 34806.31 | [12 empty] | 34806.31 | 34806.31 |  | 0 | [23 empty] | 34806.31 | 10 | 1 | Does not match Policy. Check | UEL end dates coincide with the research grant end date, and this may not match the policy | N |  | N |  | N |  | N |  | Y |  | 0
R0994 | 13-14 | 2014-04-01 | 2016-04-01 12:00 |  | Research | Research | Multichannel systems |  | USB-MEA256-System | Provides a platform for recording electrophysiological activity from 256 channel multi-electrode arrays. | Ground floor AV Hill Building | A V Hill Building | Cyril Eleftheriou | Robert Lucas | 1 Good | 1 State of art | 1 Dedicated to particular experiment | 0 | FLS | Life Sciences | 1213171 | No | 4B5 | 4. Sample Measurement/Analysis | B. Electronic | 5. Data Acquisition | y |  |  |  |  | R113200 | R113200 | 9011 | R113200 | 6520 | 9013 | 05 | 50476 | 50476 | 0 | 0 | 0 | 50476 | [12 empty] | 50476 | 50476 |  | 0 | [23 empty] | 50476 | 24 | 2 | Does not match Policy. Check | UEL end dates coincide with the research grant end date, and this may not match the policy | N |  | N |  | N |  | N |  | N | Prior to FY1415=NOT required | 1
R0995 | 13-14 | 2014-07-01 | 2017-01-31 |  | Part Funded | Research | Scientifica | MEA2100-60x2-System-E | MEA2100-60x2-System-E | MEA2100-60x2-System-E | AV Hill - elctrophysiology suite | A V Hill Building | Hugh Piggins | Hugh Piggins | 1 Good | 2 Good | 1 Dedicated to particular experiment | 0 | FLS | Life Sciences | 1243826 | No | 4G6 | 4. Sample Measurement/Analysis | G. Bio-Medical | 6. Tissues | y |  |  |  |  | R116820 | R116820 | 9011 | R116820 | 6520 | 9013 | 01 | 41 | 34.1667 | 6.8333 | 0 | 1.3667 | 41 | [12 empty] | 41 | 32.8 |  | 1.3667 | [23 empty] | 34.1667 | 31 | 3 | Equipment acquired for specific research projects | UEL amended as per grant end date; i.e. 31.01.2017 | N |  | N |  | N |  | N |  | N | Prior to FY1415=NOT required | 0 | 25.01.16: End of UEL amended as per grant end date.
R0995 | 13-14 | 2014-07-01 | 2018-07-01 |  | Part Funded | University Funded | Scientifica | MEA2100-60x2-System-E | MEA2100-60x2-System-E | MEA2100-60x2-System-E | AV Hill - elctrophysiology suite | A V Hill Building | Hugh Piggins | Hugh Piggins | 1 Good | 2 Good | 1 Dedicated to particular experiment | 0 | FLS | Life Sciences | 1243826 (Jnl#333720) | No | 4G6 | 4. Sample Measurement/Analysis | G. Bio-Medical | 6. Tissues | y |  |  |  |  | AA10689 | AA10689 | 9011 | AA00158 | 6522 | 9013 | 00 | 25075 | 13059.8958 | 12015.1042 | 0 | 522.3958 | 25075 | [12 empty] | 25075 | 12537.5 |  | 522.3958 | [23 empty] | 13059.8958 | 48 | 4 | Motor vehicles and other general equipment |  | N |  | N |  | N |  | N |  | N | Prior to FY1415=NOT required | 0
R0996 | 13-14 | UC | - |  | Research | Research | Baskervilles |  | Corrosion Equipment - Autoclaves | Corrosion Equipment - Autoclaves | [8 empty] | EPS | Materials | 949970 (Jnl#313635) | [5 empty] | y |  |  |  |  | R114808 | R114808 | 9011 | R114808 | 6520 | 9013 | 03 | 0 | 0 | 0 | 0 | 0 | 0 | [12 empty] | 0 | 0 |  | 0 | [23 empty] | 0 | - | - | Does not match Policy. Check | UC - costs was removed to uncomm.IE | N |  | N |  | N |  | N |  | N | Prior to FY1415=NOT required | 14
R0999 | 13-14 | 2014-04-01 | 2016-10-31 |  | Research | Research | Canberra Industries, Inc. | BE2020 | Broad Energy Detector system x2 | High-resolution gamma-ray detection | DCF near target room, The Mill, S22 | The Mill | Enrique Jimenez-Melero and Abbie Jones | Simon Pimblott and Abbie Jones | 1 Good | 2 Good | 2 General purpose research |  | EPS | Chemistry | 1204399 | Yes - dalton.manchester.ac.uk/dcf | 3N1 |  |  |  | y | No |  |  | Not currently working with manufacturer for repair | R116996 | R116996 | 9011 | R116996 | 6520 | 9013 | 01 | 10019.12 | 9351.1787 | 667.9413 | 0 | 333.9707 | 10019.12 | [12 empty] | 10019.12 | 9017.208 |  | 333.9707 | [23 empty] | 9351.1787 | 31 | 3 | Equipment acquired for specific research projects |  | N |  | N |  | N |  | N |  | Y |  | 4 | 22.03.16: 'School' reclassed as per JC instruction.
R0999 | 13-14 | 2014-04-01 | 2014-04-01 |  | Research | Research | Canberra Industries, Inc. | BE2020 | Broad Energy Detector system x2 | High-resolution gamma-ray detection | DCF near target room, The Mill, S22 | The Mill | Enrique Jimenez-Melero and Abbie Jones | Simon Pimblott and Abbie Jones | 1 Good | 2 Good | 2 General purpose research |  | EPS | Chemistry | 1204399 | Yes - dalton.manchester.ac.uk/dcf | 3N1 |  |  |  | y | no |  |  | Not currently working with manufacturer for repair | R117076 | R117076 | 9011 | R117076 | 6520 | 9013 | 03 | 23377.96 | 23377.96 | 0 | 0 | 0 | 23377.96 | [12 empty] | 23377.96 | 23377.96 |  | 0 | [23 empty] | 23377.96 | 1 | 0 | Does not match Policy. Check | Commissioning date was later than the grant end date (Per the 408 PA project end date report); thus end date entered = commissioning date. Thus asset is fully written down in line with the end of the grant. | N |  | Y | Commissioning date was later than the grant end date (Per the 408 PA project end date report); thus end date entered = commissioning date. Thus asset is fully written down in line with the end of the grant. | N |  | N |  | Y |  | 4 | 22.03.16: 'School' reclassed as per JC instruction.
R1000 | 13-14 | 2015-04-01 | 2016-10-31 |  | Research | Research | National Electrostatics Corporation |  | Fast valves for Pelletron Accelerator system | Fast Acting Valves to protect accelerator vacuum system from burst vacuum windows | Dalton Cumbrian Facility. Room G.013 | Dalton Cumbrian Facility | Alexander Smith | Simon Pimblott | 1 Good | 2 Good | 1 Dedicated to particular experiment | 0 | EPS | Chemistry | 1228961 (Jnl#314076) | Dalton Cumbrian Facility Pelletron Ion Beam Accelerator | 6D4 | 6. Infrastructure | D. Laboratory | 4. Vacuum | y |  |  | Data confirmed as part of data cleanse exercise (March 2015). Asset not physically verified. |  | R116996 | R116996 | 9011 | R116996 | 6520 | 9013 | 01 | 29056.8 | 25828.2667 | 3228.5333 | 0 | 1614.2667 | 29056.8 | [12 empty] | 29056.8 | 24214 |  | 1614.2667 | [23 empty] | 25828.2667 | 19 | 2 | Does not match Policy. Check |  | N |  | N |  | N |  | N |  | N | Prior to FY1415=NOT required | 1 | 08.07.16:UEL amendment as per Jun16 FAR review by EPS
R1001 | 13-14 | UC | 0 |  | Research | Research |  |  | Cirrus 2 – 200amu QUADRUPOLE MASS SPECTROMETER SYSTEM | Cirrus 2 – 200amu QUADRUPOLE MASS SPECTROMETER SYSTEM | [8 empty] | EPS | Physics | 1229643 (Jnl#314544) | [5 empty] | y |  |  |  |  | R111868 | R111868 | 9011 | R111868 | 6520 | 9013 | 01 | 0 | 0 | 0 | 0 | 0 | 0 | [12 empty] | 0 | 0 |  | 0 | [23 empty] | 0 | - | - | Does not match Policy. Check | non-capital asset re-classification | N |  | N |  | N |  | N |  | N | Prior to FY1415=NOT required | 15
R1002 | 13-14 | UC | 0 |  | Research | Research |  |  | Binder type MKT 720 Low Temperature Test Chamber | Binder type MKT 720 Low Temperature Test Chamber | [8 empty] | EPS | Physics | 1236889 (Jnl#314544/321395) | [5 empty] | n |  |  | Verified as part of data cleanse exercise (March 2015) |  | R116996 | R116996 | 9011 | R116996 | 6520 | 9013 | 01 | 0 | 0 | 0 | 0 | 0 | 0 | [12 empty] | 0 | 0 |  | 0 | [23 empty] | 0 | - | - | Does not match Policy. Check | non-capital asset re-classification | N |  | N |  | N |  | N |  | N | Prior to FY1415=NOT required | 15
R1002 | 13-14 | UC | 0 |  | Research | Research |  |  | Binder type MKT 720 Low Temperature Test Chamber | Binder type MKT 720 Low Temperature Test Chamber | [8 empty] | EPS | Physics | 1236889 (Jnl#321395) | [5 empty] | n |  |  |  |  | R116882 | R116882 | 9011 | R116882 | 6520 | 9013 | 01 | 0 | 0 | 0 | 0 | 0 | 0 | [12 empty] | 0 | 0 |  | 0 | [23 empty] | 0 | - | - | Does not match Policy. Check | non-capital asset re-classification | N |  | N |  | N |  | N |  | N | Prior to FY1415=NOT required | 15
R1003 | 13-14 | 2014-02-01 | 2014-12-01 09:00 |  | Research | Research | UNILAB |  | Glovebox with gas purification system | Glovebox providing a controlled environment with gas purification system included | 2nd floor, room Lab 2.20 |  | Rahul R. Nair | Andre Geim | 1 Good | 1 State of art | 1 Dedicated to particular experiment | 0 | EPS | Physics | 1191652 (Jnl#314649) | Purchased as part of the upgrade to the Manchester Centre for Mesoscience & Nanotechnology facilities: http://www.condmat.physics.manchester.ac.uk/facilities/ | 1D3 | 1. Process Equipment – Physical | D. Controlled Environment | 3. Glove Box | y |  |  | Verified as part of data cleanse exercise (March 2015) |  | R107472 | R107472 | 9011 | R107472 | 6520 | 9013 | 01 | 43409.92 | 43409.92 | 0 | 0 | 0 | 43409.92 | [12 empty] | 43409.92 | 43409.92 |  | 0 | [23 empty] | 43409.92 | 10 | 1 | Does not match Policy. Check | UEL end dates coincide with the research grant end date, and this may not match the policy | N |  | N |  | N |  | N |  | N | Prior to FY1415=NOT required | 2
R1005 | 13-14 | 2014-09-01 | 2014-09-01 |  | Research | Research | Glovebox Technologies |  | 3 x HEPA Filtered Radioniclide grade gloveboxes | Fuel Manufacture equipment | Pariser Building Room A11 | Pariser Building | Marc Schmidt | Tim Abram | 1 Good | 1 State of art | 1 Dedicated to particular experiment | 0 | EPS | MACE | 1205612 | Yes part of Dalton Cumbria NFCE http://www.dalton.manchester.ac.uk/news-and-events/?archive=twelvemonths&id=11294 Also in alliance with NNL | 1D3 | 1. Process Equipment – Physical | D. Controlled Environment | 3. Glove Box | y | Yes, with Marc Schmidt | 2014-10-24 | Data confirmed as part of data cleanse exercise (March 2015). Asset not physically verified. |  | R116818 | R116818 | 9011 | R116818 | 6520 | 9013 | 03 | 146616 | 146616 | 0 | 0 | 0 | 146616 | [12 empty] | 146616 | 146616 |  | 0 | [23 empty] | 146616 | 1 | 0 | Does not match Policy. Check | Commissioning date was later than the grant end date (Per the 408 PA project end date report); thus end date entered = commissioning date. Thus asset is fully written down in line with the end of the grant. | N |  | Y | Commissioning date was later than the grant end date (Per the 408 PA project end date report); thus end date entered = commissioning date. Thus asset is fully written down in line with the end of the grant. | N |  | N |  | Y |  | 1
R1006 | 13-14 | 2014-08-05 | 2014-09-30 |  | Part Funded | Research |  |  | F&K G5 Fully Automatic Wedge Bonder | F&K G5 Fully Automatic Wedge Bonder |  |  | Sten Solder-Rembold | Stefan Soldner-Rembold |  |  |  |  | EPS | Physics | 1265902 | [5 empty] | y |  |  | Verified as part of data cleanse exercise (March 2015) |  | R116882 | R116882 | 9011 | R116882 | 6520 | 9013 | 01 | 22459.82 | 22459.82 | 0 | 0 | 0 | 22459.82 | [12 empty] | 22459.82 | 22459.82 |  | 0 | [23 empty] | 22459.82 | 2 | 0 | Does not match Policy. Check | UEL end dates coincide with the research grant end date, and this may not match the policy | N |  | N |  | N |  | N |  | N | Prior to FY1415=NOT required | 12
R1006 | 13-14 | 2014-08-05 | 2014-09-01 |  | Part Funded | University Funded |  |  | F&K G5 Fully Automatic Wedge Bonder | F&K G5 Fully Automatic Wedge Bonder |  |  | Sten Solder-Rembold | Stefan Soldner-Rembold |  |  |  |  | EPS | Physics | 1265902 | [5 empty] | y |  |  | Verified as part of data cleanse exercise (March 2015) |  | AA06478 | AA06478 | 9011 | AA06478 | 6522 | 9013 | 00 | 76200 | 76200 | 0 | 0 | 0 | 76200 | [12 empty] | 76200 | 76200 |  | 0 | [23 empty] | 76200 | 1 | 0 | Does not match Policy. Check | UEL end dates coincide with the research grant end date, and this may not match the policy | N |  | N |  | N |  | N |  | N | Prior to FY1415=NOT required | 12
R1007 | 13-14 | 2014-06-01 | 2014-06-30 |  | Research | Research | AERODYNE RESEARCH, Inc. | FIGAERO | Mass Spectrometer | Simultaenous measurement of particulate and gas phase organic matter | 1.05 Simon Building | Simon Building | Carl Percival | Carl Percival |  |  |  | 0 | EPS | SEAES | 1235130 | No | 3B3 | 3. Materials Characterisation | B. Spectrometry | 3. Mass Spectrometry | y | yes | 2016-07-01 | Confirmed by Vikki Fellows with signed verification form | as per FY1516 YrEnd Verification & Impairments Exercise in Jul'16 | R116791 | R116791 | 9011 | R116791 | 6520 | 9013 | 01 | 233292.4 | 233292.4 | 0 | 0 | 0 | 233292.4 | [12 empty] | 233292.4 | 233292.4 |  | 0 | [23 empty] | 233292.4 | 1 | 0 | Does not match Policy. Check | UEL end date match to grant end date | N |  | N |  | N |  | N |  | Y |  | 2 | 26.01.16: amendment made to End of UEL date as per grant ended date
R1007 | 13-14 | 2014-06-01 | 2014-06-30 |  | Research | Research | AERODYNE RESEARCH, Inc. | FIGAERO | Mass Spectrometer | Simultaenous measurement of particulate and gas phase organic matter | 1.05 Simon Building | Simon Building | Carl Percival | Carl Percival |  |  |  | 0 | EPS | SEAES | 1235130 | No | 3B3 | 3. Materials Characterisation | B. Spectrometry | 3. Mass Spectrometry | y | yes | 2016-07-01 | Confirmed by Vikki Fellows with signed verification form | as per FY1516 YrEnd Verification & Impairments Exercise in Jul'16 | R116351 | R116351 | 9011 | R116351 | 6520 | 9013 | 01 | 0 | 0 | 0 | 0 | 0 | 0 | [12 empty] | 0 | 0 |  | 0 | [23 empty] | 0 | 1 | 0 | Does not match Policy. Check | late additions in FY1516 while the asset was fully commissioned in FY1415 as per the grant end date. | N |  | N |  | N |  | N |  | Y |  | 2
R1008 | 13-14 | 2014-03-01 | 2014-12-31 |  | Research | Research | Silverson Machines Limited | bespoke | Special 450/600ULS Processor | flexible configuration processor | Chadwick Pilot Plant |  | Peter Martin and Mike Cooke | Peter Martin |  |  |  | 0 | EPS | CEAS | 1196262 | Castle | N/A |  |  |  | y | yes | 2015-07-01 | GARY BURNS | as per Jun'15 verification exercise for FY14-15 YrEnd | R116784 | R116784 | 9011 | R116784 | 6520 | 9013 | 04 | 49115 | 49115 | 0 | 0 | 0 | 49115 | [12 empty] | 49115 | 49115 |  | 0 | [23 empty] | 49115 | 10 | 1 | Does not match Policy. Check | UEL end date match to grant end date | N |  | N |  | N |  | N |  | Y |  | 6 | 26.01.16: amendment made to End of UEL date as per grant ended date
R1010 | 13-14 | 2015-06-01 | 2016-01-01 |  | Research | Research | Oxford Instruments |  | AZtecHKL & Nordlys Nano sensitive EBSD Camera | It is an Electron Back Scatter Diffraction (EBSD) system on a FEI Sirion Field Emission Gun (FEG) Scanning Electron Microscope (SEM) and is located in A14 at the Materials Science Centre. The equipment is used for high resolution electron back scatter analysis (EBSD) analysis. | School of Materials, Materials Science Centre, Grosvenor Street, A-floor, Room A14 | Materials Science Building | Philip Prangnell and Ali Gholinia | Philip Prangnell |  |  |  | 0 | EPS | Materials | 1211780 | n/a | n/a |  |  |  | y | yes | 2015-07-01 | PAUL JORDAN/JOHN GOODIER | as per Jun'15 verification exercise for FY14-15 YrEnd | R111704 | R111704 | 9011 | R111704 | 6520 | 9013 | 01 | 60000 | 60000 | 0 | 0 | 0 | 60000 | [12 empty] | 60000 | 60000 |  | 0 | [23 empty] | 60000 | 7 | 1 | Does not match Policy. Check | UEL end dates coincide with the research grant end date, and this may not match the policy | N |  | N |  | N |  | N |  | Y |  | 6
R1011 | 13-14 | 2014-06-01 | 2014-10-01 18:00 |  | Research | Research |  |  | 7700e ICPMS system with upgrade to 7700x operation via software | 7700e ICPMS system with upgrade to 7700x operation via software | [8 empty] | MHS | Biomedicine | V#2187213 (Canx PO916619) | [5 empty] | y |  |  |  |  | R111675 | R111675 | 9011 | R111675 | 6520 | 9013 | 26 | 59042.97 | 59042.97 | 0 | 0 | 0 | 59042.97 | [12 empty] | 59042.97 | 59042.97 |  | 0 | [23 empty] | 59042.97 | 4 | 0 | Does not match Policy. Check | UEL end dates coincide with the research grant end date, and this may not match the policy | N |  | N |  | N |  | N |  | N | Prior to FY1415=NOT required | 14
R1011 | 13-14 | 2014-06-01 | 2015-09-01 13:30 |  | Research | Research |  |  | 7700e ICPMS system with upgrade to 7700x operation via software | 7700e ICPMS system with upgrade to 7700x operation via software | [8 empty] | MHS | Biomedicine | V#2266864 (Canx PO916619) | [5 empty] | y |  |  |  |  | R116957 | R116957 | 9011 | R116957 | 6520 | 9013 | 01 | 2900 | 2900 | 0 | 0 | 0 | 2900 | [12 empty] | 2900 | 2900 |  | 0 | [23 empty] | 2900 | 15 | 1 | Does not match Policy. Check | UEL end dates coincide with the research grant end date, and this may not match the policy | N |  | N |  | N |  | N |  | N | Prior to FY1415=NOT required | 14
R1012 | 13-14 | 2014-09-01 | 2015-03-31 |  | Research | Research | Horiba Scientific | LabRAM HR UV-VIS-NIR | LabRam HR Evolution Raman spectrometer | The spectrometer measures the Raman spectrum from a sample using ultraviolent and visible excitation. | Rm 2.305 Alan Turning, Photon Science Institute, Raman lab | Alan Turing Building | Andrij Zadoroshnyj | Ian Kinloch |  |  |  | 0 | EPS | Materials | 1207729 | no | 3A1 | 3. Materials Characterisation | A. Spectroscopy | 1. Raman | y | yes | 2015-07-01 | PAUL JORDAN/JOHN GOODIER | as per Jun'15 verification exercise for FY14-15 YrEnd | R116350 | R116350 | 9011 | R116350 | 6520 | 9013 | 01 | 240224.4 | 240224.4 | 0 | 0 | 0 | 240224.4 | [12 empty] | 240224.4 | 240224.4 |  | 0 | [23 empty] | 240224.4 | 7 | 1 | Does not match Policy. Check | UEL end dates coincide with the research grant end date, and this may not match the policy | N |  | N |  | N |  | N |  | Y |  | 2 | 15.02.16: amendment made to End of UEL date as per grant ended date. JC informed it is fine to go ahead for charging the remaining depreciation in Feb'16.
R1013 | 14-15 | 2014-10-01 | 2015-04-01 |  | Research | Research | Photometrics | LabRAM HR UV-VIS-NIR | Evolve Delta High Speed Photometrics EMCCD camera | Takes images on a microscope | Smith C.4223 | Michael Smith Building | Michael Smith Building | Stephen Taylor |  |  |  | 0 | FLS | Life Sciences | 1259121 | No | 3D7 | 3. Materials Characterisation | D. Optical Microscopy | 7. Fluorescence | y |  |  |  |  | R111808 | R111808 | 9011 | R111808 | 6520 | 9013 | 31 | 0 | 0 | 0 | 0 | 0 | 0 | [12 empty] | 0 | 0 |  | 0 | [23 empty] | 0 | 6 | 1 | Does not match Policy. Check | UEL end dates coincide with the research grant end date, and this may not match the policy | N |  | N |  | N |  | N |  | N | <£100k | 2 | 29.09.15: End of UEL amended due to zero NBV shown (full cost was trf in Apr'15) as per Sasha's email 09.09.15
R1014 | 14-15 | 2015-06-01 | 2015-06-01 |  | Research | Research | Omicron Electronic GmbH | VEHV1030 (amplifiers) ; CMGPS 588 (GPS receiver) | Voltage and Current Amplifiers and GPS receivers | The amplifiers will adapt electric signals (current and voltage) from the £1.2 million Real-Time Digital Simulator recently acquired by EEE so it can interact with other devices. The GPS receiver will allow the signals to be GPS synchronised. | Ferranti Building - B24b | Ferranti Building | Ferranti Building | Vladimir Terzija and Luis (Nando) Ochoa | 1 Good | 3 adequate | General purpose research | 0 | EPS | EEE | 1278256 | Yes. This equipment is part of the hardware-in-the-loop test facilities currently to be hosted by EEE. It will be used to directly operate the £1.2-million Real-Time Digital Simulator recently acquired by EEE. | 4B5 | 4. Sample Measurement/Analysis | B. Electronic | 5. Data Acquisition | y |  |  | Verified as part of data cleanse exercise (March 2015) |  | R116368 | R116368 | 9011 | R116368 | 6520 | 9013 | 01 | 93962 | 93962 | 0 | 0 | 0 | 93962 | [12 empty] | 93962 | 93962 |  | 0 | [23 empty] | 93962 | 1 | 0 | Does not match Policy. Check | Commissioning date was later than the grant end date (Per the 408 PA project end date report); thus end date entered = commissioning date. Thus asset is fully written down in line with the end of the grant. | N |  | Y | Commissioning date was later than the grant end date (Per the 408 PA project end date report); thus end date entered = commissioning date. Thus asset is fully written down in line with the end of the grant. | N |  | N |  | N | <£100k | 0
R1015 | 14-15 | 2014-09-01 | 2014-10-01 10:30 |  | Research | Research | ESPEC | ARS series | Environmental Test Chamber | Temperature and Humidty Controlled Environmental Test Chamber | A1 SSB | Sackville Street Building | Sackville Street Building | Rebecca Todd | 1 Good | 1 State of art | 1 Dedicated to particular experiment | 0 | EPS | EEE | 1288090 | no | 6D3 | 6. Infrastructure | D. Laboratory | 3. Controlled Environment | y |  |  | Verified as part of data cleanse exercise (March 2015) |  | R116368 | R116368 | 9011 | R116368 | 6520 | 9013 | 01 | 51014.4 | 51014.4 | 0 | 0 | 0 | 51014.4 | [12 empty] | 51014.4 | 51014.4 |  | 0 | [23 empty] | 51014.4 | 1 | 0 | Does not match Policy. Check | UEL end dates coincide with the research grant end date, and this may not match the policy | N |  | N |  | N |  | N |  | N | <£100k | 0
R1016 | 14-15 | 2015-02-06 | 2016-05-18 |  | Part Funded | Research | Roth & Rau BV | Pixdro LP50 laboratory Printer with Trident Option | a) Pixdro LP50 inkjet printer | Laboratory based materials printer | A4A | Morton Building | Morton Building | Brian Derby and Stephen Yeates | 1 Good | 1 State of art | 2 General purpose research | 0.1 | EPS | Materials | 1276783 | [5 empty] | y | yes | 2015-07-01 | PAUL JORDAN/JOHN GOODIER | as per Jun'15 verification exercise for FY14-15 YrEnd | R116369 | R116369 | 9011 | R116369 | 6520 | 9013 | 01 | 171182.17 | 171182.17 | 0 | 0 | 0 | 171182.17 | [12 empty] | 171182.17 | 171182.17 |  | 0 | [23 empty] | 171182.17 | 15 | 1 | Does not match Policy. Check | UEL end dates coincide with the research grant end date, and this may not match the policy | N |  | N |  | N |  | N |  | Y |  | 5
R1016b | 15-16 | 2016-05-01 | 2019-05-01 |  | Part Funded | University Funded |  |  | b) Pixdro LP50 inkjet printer - enabling work | enabling work |  | Morton Building | Morton Building | [5 empty] | EPS | Materials | 1345970 | [5 empty] | n/a | Yes | 2016-07-01 | confirmed by signed year-end verification form | as per Jun'16 verification exercise for FY15-16 YrEnd | DB00825 | DB00825 | 9011 | DB00825 | 6522 | 9013 | 00 | 75238.88 | 6269.9067 | 68968.9733 | 0 | 2089.9689 | 75238.88 | [12 empty] | 75238.88 | 4179.9378 |  | 2089.9689 | [23 empty] | 6269.9067 | 36 | 3 | Equipment acquired for specific research projects | UEL end dates coincide with the research grant end date, and this may not match the policy | N |  | N |  | N |  | N |  | Y | <£100k | 13
R1018 | 14-15 | 2014-11-01 | 2015-03-01 18:00 |  | Research | Research | Instron | 3kN ETMT system (CP114785) | Instron 3kN ETMT system | The Instron 3KN Electro Thermo Mechanical Testing (ETMT (CP112194) ) rig integrates heating and loading in one machine and can be used to do Insitu X-ray high temperature thermo-mechanical experiments in laboratory x-ray machines and/or beamlines. | Research Complex at Harwell (Building R92), Laboratory G-78 | Research Complex at Harwell | Research Complex at Harwell | Michael Preuss |  |  |  | 1 | EPS | Materials | 1219286 | MXIF http://www.mxif.manchester.ac.uk/ | 3C2 | 3. Materials Characterisation | C. Imaging | 2. X-ray | y | yes | 2015-07-01 | PAUL JORDAN/JOHN GOODIER | as per Jun'15 verification exercise for FY14-15 YrEnd | R116350 | R116350 | 9011 | R116350 | 6520 | 9013 | 01 | 283800 | 283800 | 0 | 0 | 0 | 283800 | [12 empty] | 283800 | 283800 |  | 0 | [23 empty] | 283800 | 4 | 0 | Does not match Policy. Check | UEL end dates coincide with the research grant end date, and this may not match the policy | N |  | N |  | N |  | N |  | Y |  | 2
R1019 | 14-15 | 2014-11-01 | 2015-03-01 18:00 |  | Research | Research | MR Solutions | MRS-3017 | Pre Clinical MRI System -0.1T to 3.0t/17cm. | small animal body scanner (MRI) | WMIC (Wolfson Molecular Imaging Centre) Rm S08 | Wolfson Molecular Imaging Centre | Wolfson Molecular Imaging Centre | Steve Williams |  |  |  | 0.5 | MHS | Institute of Population Health | 1274898 | part of PRIME http://www.population-health.manchester.ac.uk/imagingfacilities/preclin/ | 3C1 | 3. Materials Characterisation | C. Imaging | 1. Magnetic Resonance | y | Yes with Duncan | 2014-10-22 | Verified as part of data cleanse exercise (March 2015) |  | R116923 | R116923 | 9011 | R116923 | 6520 | 9013 | 01 | 431900 | 431900 | 0 | 0 | 0 | 431900 | [12 empty] | 431900 | 431900 |  | 0 | [23 empty] | 431900 | 4 | 0 | Does not match Policy. Check | UEL end dates coincide with the research grant end date, and this may not match the policy | N |  | N |  | N |  | N |  | Y |  | 2
R1020 | 14-15 | 2014-09-01 | 2014-10-01 10:30 |  | Research | Research | NH Research | 9200 series | Battery Module / Pack Test System | Test batteries | A1 SSB | Sackville Street Building | Sackville Street Building | Rebecca Todd | 1 Good | 1 State of art | 1 Dedicated to particular experiment | 0 | EPS | EEE | 1266512 | No | 5A3 | 5. Large Scale Instruments | A. Simulated Environments | 3. Virtual Environment | y |  |  | Verified as part of data cleanse exercise (March 2015) |  | R116368 | R116368 | 9011 | R116368 | 6520 | 9013 | 01 | 92887.23 | 92887.23 | 0 | 0 | 0 | 92887.23 | [12 empty] | 92887.23 | 92887.23 |  | 0 | [23 empty] | 92887.23 | 1 | 0 | Does not match Policy. Check | UEL end dates coincide with the research grant end date, and this may not match the policy | N |  | N |  | N |  | N |  | N | <£100k | 0
R1021 | 14-15 | 2014-10-01 | 2017-03-01 16:30 |  | Part Funded | Research | ZEISS | ZEISS | Zeiss Lightsheet Z1 | Microscopy | B3209, Michael Smith Building | Michael Smith Building | Michael Smith Building | Mike White |  |  |  | 0.2 | FLS | Life Sciences | 1283408 | Systems Microscopy Centre | 4G7 | 4. Sample Measurement/Analysis | G. Bio-Medical | 7. Optical | y | Yes with David Spiller | 2014-10-22 |  |  | R115843 | R115843 | 9011 | R115843 | 6520 | 9013 | 01 | 228397 | 173266.6897 | 55130.3103 | 0 | 7875.7586 | 228397 | [12 empty] | 228397 | 165390.931 |  | 7875.7586 | [23 empty] | 173266.6897 | 29 | 2 | Does not match Policy. Check | UEL end dates coincide with the research grant end date, and this may not match the policy | N |  | N |  | N |  | N |  | Y |  | 2
R1021 | 14-15 | 2014-10-01 | 2017-10-01 |  | Part Funded | University Funded | ZEISS | ZEISS | Zeiss Lightsheet Z1 | Microscopy | B3209, Michael Smith Building | Michael Smith Building | Michael Smith Building | Mike White |  |  |  | 0.2 | FLS | Life Sciences | Jnl#326491 (1283408) | Systems Microscopy Centre | 4G7 | 4. Sample Measurement/Analysis | G. Bio-Medical | 7. Optical | y | Yes with David Spiller | 2014-10-22 |  |  | AA10689 | AA10689 | 9011 | AA00158 | 6522 | 9013 | 00 | 181603 | 110979.6111 | 70623.3889 | 0 | 5044.5278 | 181603 | [12 empty] | 181603 | 105935.0833 |  | 5044.5278 | [23 empty] | 110979.6111 | 36 | 3 | Equipment acquired for specific research projects |  | N |  | N |  | N |  | N |  | Y |  | 2 | 23.02.16: End of UEL amended to 3yrs as agreed with FLS
R1023 | 14-15 | 2015-07-01 | 2015-07-01 |  | Research | Research | Siemens | Siestorage | Siestorage | Energy storage | A1 SSB | Sackville Street Building | Sackville Street Building | Andrew Forsyth | 1 Good | 1 State of art | 1 Dedicated to particular experiment | 0 | EPS | EEE | 1260326 | no | 5A3 | 5. Large Scale Instruments | A. Simulated Environments | 3. Virtual Environment | y |  |  | Verified by Andrew Forsyth |  | R116368 | R116368 | 9011 | R116368 | 6520 | 9013 | 01 | 359844 | 359844 | 0 | 0 | 0 | 359844 | [12 empty] | 359844 | 359844 |  | 0 | [23 empty] | 359844 | 1 | 0 | Does not match Policy. Check | UEL end dates coincide with the research grant end date, and this may not match the policy | N |  | Y | UEL end dates coincide with the research grant end date, and this may not match the policy | N |  | N |  | N | Action | 0 | grant end date 30.04.15 as per oracle report
R1024 | 14-15 | 2014-10-01 | 2015-04-01 15:00 |  | Research | Research | Carl Zeiss |  | Zeiss Sigma HD VP FESEM | Zeiss Sigma HD VP FESEM | PSI, Alan Turing, Ground floor, next door to asset E01009) | Alan Turing Building | Alan Turing Building | Grace Burke |  |  |  | 0 | EPS | Materials | 1203643 | no | 3E1 | 3. Materials Characterisation | E. Electron/Ion Microscopy | 1. Scanning | y | yes | 2015-07-01 | PAUL JORDAN/JOHN GOODIER | as per Jun'15 verification exercise for FY14-15 YrEnd | R116350 | R116350 | 9011 | R116350 | 6520 | 9013 | 01 | 306000 | 306000 | 0 | 0 | 0 | 306000 | [12 empty] | 306000 | 306000 |  | 0 | [23 empty] | 306000 | 6 | 1 | Does not match Policy. Check | UEL end dates coincide with the research grant end date, and this may not match the policy | N |  | N |  | N |  | N |  | Y |  | 3
R1025 | 14-15 | 2015-01-01 | 2016-10-30 |  | Part Funded | Research | Bruker | Crypolatorm .1 | Nitrogen reliquefaction extension to Cryoplatform accessory (BSNL) - (link to asset E00818) | Reliquified nitrogen boil-off from NMR spectrometer cryostat magnets | MIB Building, LG0.30 | MIB Building | MIB Building | Jonathan Waltho |  |  |  | 0 | FLS | Life Sciences | 1259723 | MII NMR facility | 3A3 | 3. Materials Characterisation | A. Spectroscopy | 3. Nuclear Magnetic Resonance | y |  |  |  |  | R116199 | R116199 | 9011 | R116199 | 6520 | 9013 | 01 | 24735 | 22379.2857 | 2355.7143 | 0 | 1177.8571 | 24735 | [12 empty] | 24735 | 21201.4286 |  | 1177.8571 | [23 empty] | 22379.2857 | 22 | 2 | Does not match Policy. Check | UEL amended as per grant end date; i.e. 30.10.2016 | N |  | N |  | N |  | N |  | N | <£100k | 2 | 25.01.16: End of UEL amended as per grant end date.
R1025 | 14-15 | 2015-01-01 | 2018-01-01 |  | Part Funded | University Funded | Bruker | Crypolatorm .1 | Nitrogen reliquefaction extension to Cryoplatform accessory (BSNL) - (link to asset E00818) | Reliquified nitrogen boil-off from NMR spectrometer cryostat magnets | MIB Building, LG0.30 | MIB Building | MIB Building | Jonathan Waltho |  |  |  | 0 | FLS | Life Sciences | 1259723 | MII NMR facility | 3A3 | 3. Materials Characterisation | A. Spectroscopy | 3. Nuclear Magnetic Resonance | y |  |  |  |  | AA10689 | AA10689 | 9011 | AA00158 | 6522 | 9013 | 00 | 24735 | 13054.5833 | 11680.4167 | 0 | 687.0833 | 24735 | [12 empty] | 24735 | 12367.5 |  | 687.0833 | [23 empty] | 13054.5833 | 36 | 3 | Equipment acquired for specific research projects |  | N |  | N |  | N |  | N |  | N | <£100k | 2 | 23.02.16: End of UEL amended to 3yrs as agreed with FLS
R1028 | 14-15 | 2014-12-01 | 2015-04-01 18:00 |  | Research | Research | Keithley | 2614B and 2182A/E | Keithley source meters and nanovoltmeters | precision voltemeter, source of voltage and current | National Graphene Institute | National Graphene Institute | Prof. Novoselov | Prof. Novoselov | 1 Good | 1 State of art | 2 General purpose research | 0 | EPS | National Graphene Institute | 1319257 | no | 4B6 | 4. Sample Measurement/Analysis | B. Electronic | 6. Low Frequency Characterisation | y | yes | 2016-07-01 | Confirmed by Vikki Fellows with signed verification form | as per FY1516 YrEnd Verification & Impairments Exercise in Jul'16 | R115494 | R115494 | 9011 | R115494 | 6520 | 9013 | 01 | 119952 | 119952 | 0 | 0 | 0 | 119952 | [12 empty] | 119952 | 119952 |  | 0 | [23 empty] | 119952 | 4 | 0 | Does not match Policy. Check | UEL end dates coincide with the research grant end date, and this may not match the policy | N |  | N |  | N |  | N |  | Y | Action | 0
R1029 | 14-15 | 2014-09-01 | 2015-06-01 |  | Research | Research | INSTRON | Instron 3521-048 | 48Ipm Power Pack | Pumps oil to the Instron 8806 2.5 MN test machine, essentially supplying power to activate the machine. | A-floor Sub-basement; Sir James Lighthill Building | James Lighthill Building | Dr. Edward McCarthy and Prof. Andrew Walker | Edward McCarthy and Andrew Walker | 1 Good | 1 State of art | 1 Dedicated to particular experiment | 0 | EPS | Materials | JNL#334135 (PO1278180) | Yes, it is part of NCCEF, (Northwest Composites Agency). | 3k3 | 3. Materials Characterisation | K. Mechanical Properties | 3. Load | y | yes | 2015-07-01 | PAUL JORDAN/JOHN GOODIER | as per Jun'15 verification exercise for FY14-15 YrEnd | R117335 | R117335 | 9011 | R117335 | 6520 | 9013 | 03 | 0 | 0 | 0 | 0 | 0 | 0 | [12 empty] | 0 | 0 |  | 0 | [23 empty] | 0 | 9 | 1 | Does not match Policy. Check | Asset written off to non-capital asset | N |  | N |  | N |  | N |  | Y |  | 0 | 29.09.15: End of UEL amended due to zero NBV shown (full cost was trf in Jun'15) as per Sasha's email 09.09.15
R1030 | 14-15 | 2015-03-13 | 2015-03-13 |  | Part Funded | Research | Hamilton Robotics Ltd | MicroLab Star | Autoload 8-channel Hamilton Star robotic liquid handling system | Automated liquid handling system | Room 2.404, Stopford Building | Stopford Building | Paul Gilbert | Anne Barton | 1 Good | 1 State of art | 2 General purpose research | 0 | MHS | Institute of Inflammation & Repair | 1312530 | N | 1H1 | 1. Process Equipment – Physical | H. Sample Manipulation | 1. Robot | y | Yes, by Rachael Theodoulou | 2015-01-26 | Verified as part of data cleanse exercise (March 2015) | Description updated as part of data cleanse exercise (March 2015). Asset Act Code updated from R114776 to R116361. | R114766 | R114766 | 9011 | R114766 | 6520 | 9013 | 03 | 99739.81 | 99739.81 | 0 | 0 | 0 | 99739.81 | [12 empty] | 99739.81 | 99739.81 |  | 0 | [23 empty] | 99739.81 | 1 | 0 | Does not match Policy. Check | Commissioning date was later than the grant end date (Per the 408 PA project end date report); thus end date entered = commissioning date. Thus asset is fully written down in line with the end of the grant. | N |  | Y | Commissioning date was later than the grant end date (Per the 408 PA project end date report); thus end date entered = commissioning date. Thus asset is fully written down in line with the end of the grant. | N |  | N |  | Y |  | 0
R1030 | 14-15 | 2015-03-13 | 2015-03-13 |  | Part Funded | University Funded | Hamilton Robotics Ltd | MicroLab Star | Autoload 8-channel Hamilton Star robotic liquid handling system | Automated liquid handling system | Room 2.404, Stopford Building | Stopford Building | Paul Gilbert | Anne Barton | 1 Good | 1 State of art | 2 General purpose research | 0 | MHS | Institute of Inflammation & Repair | Jnl#336954(PO132530) | N | 1H1 | 1. Process Equipment – Physical | H. Sample Manipulation | 1. Robot | y | Yes, by Rachael Theodoulou | 2015-01-26 |  |  | AD00451 | AD00451 | 9011 | AD00451 | 6522 | 9013 | 00 | 51653.81 | 51653.81 | 0 | 0 | 0 | 51653.81 | [12 empty] | 51653.81 | 51653.81 |  | 0 | [23 empty] | 51653.81 | 1 | 0 | Does not match Policy. Check | Commissioning date was later than the grant end date (Per the 408 PA project end date report); thus end date entered = commissioning date. Thus asset is fully written down in line with the end of the grant. | N |  | Y | Commissioning date was later than the grant end date (Per the 408 PA project end date report); thus end date entered = commissioning date. Thus asset is fully written down in line with the end of the grant. | N |  | N |  | Y |  | 0
R1031 | 14-15 | 2015-07-01 | 2015-07-01 |  | Research | Research | Scientific Analysis Instruments Ltd | N/A - bepoke design | 2 Gridless reflectrons | forms part of the mass analyser for a time of flight mass spectrometer | G63 Williamson building | Williamson Building | Williamson Building | Ian Lyon | 1 Good | 2 Good | 1 Dedicated to particular experiment | 0 | EPS | SEAES | 1179876 | [5 empty] | y | yes | 2016-07-01 | Confirmed by Vikki Fellows with signed verification form | as per FY1516 YrEnd Verification & Impairments Exercise in Jul'16 | R114832 | R114832 | 9011 | R114832 | 6520 | 9013 | 01 | 46131.12 | 46131.12 | 0 | 0 | 0 | 46131.12 | [12 empty] | 46131.12 | 46131.12 |  | 0 | [23 empty] | 46131.12 | 1 | 0 | Does not match Policy. Check | Matched to grant end date | N |  | Y | Matched to grant end date | N |  | N |  | Y | <£100k | 5
R1031 | 14-15 | 2015-07-01 | 2015-09-01 |  | Research | Research | Scientific Analysis Instruments Ltd | N/A - bepoke design | 2 Gridless reflectrons | forms part of the mass analyser for a time of flight mass spectrometer | G63 Williamson building | Williamson Building | Williamson Building | Ian Lyon | 1 Good | 2 Good | 1 Dedicated to particular experiment | 0 | EPS | SEAES | 1179876 | [5 empty] | y | yes | 2016-07-01 | Confirmed by Vikki Fellows with signed verification form | as per FY1516 YrEnd Verification & Impairments Exercise in Jul'16 | R118076 | R118076 | 9011 | R118076 | 6520 | 9013 | 01 | 0 | 0 | 0 | 0 | 0 | 0 | [12 empty] | 0 | 0 |  | 0 | [23 empty] | 0 | 2 | 0 | Does not match Policy. Check | Matched to grant end date | N |  | N |  | N |  | N |  | Y | <£100k | 5 | 02.10.15: 'End of UEL' amended as per cost mispost adjustment and resutl to 'zero' cost in Sep'15.
R1032 | 14-15 | 2015-06-01 | 2015-06-01 |  | Research | Research | Standford | SR830; SR550; SR554; SR560; SR570 | Lock-in amplifiers and preamplifiers | high precision measurements of electrical resistance |  |  | Prof. Novoselov | Prof. Novoselov | 1 Good | 1 State of art | 2 General purpose research | 0 | EPS | National Graphene Institute | 1332078 | National Graphene Institute | 4B6 | 4. Sample Measurement/Analysis | B. Electronic | 6. Low Frequency Characterisation | y | yes | 2016-07-01 | Confirmed by Vikki Fellows with signed verification form | as per FY1516 YrEnd Verification & Impairments Exercise in Jul'16 | R115494 | R115494 | 9011 | R115494 | 6520 | 9013 | 01 | 65560.08 | 65560.08 | 0 | 0 | 0 | 65560.08 | [12 empty] | 65560.08 | 65560.08 |  | 0 | [23 empty] | 65560.08 | 1 | 0 | Does not match Policy. Check | Equipment for NGI - Grant end date was 31/3/15, so end of UEL date entered as commissioning date | N |  | Y | Equipment for NGI - Grant end date was 31/3/15, so end of UEL date entered as commissioning date | N |  | N |  | Y | <£100k | 0
R1033 | 14-15 | 2015-02-01 | 2015-05-01 |  | Part Funded | Research | Leica | Leica EM RES102 | Ion Beam Milling System | Ion Beam Milling System | Dalton Cumbrian Facility, Room G.007 Materialography Lab | Dalton Cumbrian Facility | Dalton Cumbrian Facility | Simon Pimblott | 1 Good | 1 State of art | 2 General purpose research |  | EPS | Dalton Institute | 1333839 | Dalton Cumbria Facility | 30000 | 30000 | 30000 | 30000 | y | yes | 2016-07-01 | Confirmed by Vikki Fellows with signed verification form | as per FY1516 YrEnd Verification & Impairments Exercise in Jul'16 | R114867 | R114867 | 9011 | R114867 | 6520 | 9013 | 03 | -6.0023e-12 | -6.0023e-12 | 0 | 0 | 0 | -6.0023e-12 | [12 empty] | -6.0023e-12 | -6.0023e-12 |  | 0 | [23 empty] | -6.0023e-12 | 3 | 0 | Does not match Policy. Check | zero balance - cost fully transferred to other code | N |  | N |  | N |  | N |  | Y |  | 1 | 29.09.15: End of UEL amended due to zero NBV shown (full cost was trf in May'15) as per Sasha's email 09.09.15
R1033 | 14-15 | 2015-02-01 | 2015-07-01 |  | Part Funded | University Funded | Leica | Leica EM RES102 | Ion Beam Milling System | Ion Beam Milling System | Dalton Cumbrian Facility, Room G.007 Materialography Lab | Dalton Cumbrian Facility | Dalton Cumbrian Facility | Simon Pimblott | 1 Good | 1 State of art | 2 General purpose research |  | EPS | Dalton Institute | 1333839 | Dalton Cumbria Facility | 30000 | 30000 | 30000 | 30000 | y | yes | 2016-07-01 | Confirmed by Vikki Fellows with signed verification form | as per FY1516 YrEnd Verification & Impairments Exercise in Jul'16 | MH00700 | MH00700 | 9011 | MH00700 | 6522 | 9013 | 00 | 0 | 0 | 0 | 0 | 0 | 0 | [12 empty] | 0 | 0 |  | 0 | [23 empty] | 0 | 5 | 0 | Does not match Policy. Check | zero balance - cost fully transferred to other code | N |  | N |  | N |  | N |  | Y |  | 1 | 29.09.15: End of UEL amended due to zero NBV shown (full cost was trf in Jul'15) as per Sasha's email 09.09.15
R1033 | 14-15 | 2015-02-01 | 2018-02-01 |  | Part Funded | Other | Leica | Leica EM RES102 | Ion Beam Milling System | Ion Beam Milling System | Dalton Cumbrian Facility, Room G.007 Materialography Lab | Dalton Cumbrian Facility | Dalton Cumbrian Facility | Simon Pimblott | 1 Good | 1 State of art | 2 General purpose research |  | EPS | Dalton Institute | 1333839 | Dalton Cumbria Facility | 30000 | 30000 | 30000 | 30000 | y | yes | 2016-07-01 | Confirmed by Vikki Fellows with signed verification form | as per FY1516 YrEnd Verification & Impairments Exercise in Jul'16 | AA14180 | AA14180 | 9011 | AA14180 | 6522 | 9013 | 00 & 27 | 98806.74 | 49403.37 | 49403.37 | 0 | 2744.6317 | 98806.74 | [12 empty] | 98806.74 | 46658.7383 |  | 2744.6317 | [23 empty] | 49403.37 | 36 | 3 | Equipment acquired for specific research projects | UEL amended from 4 yrs to 3 yrs on 07.03.16 | N |  | N |  | N |  | N |  | Y |  | 1 | confirmed that University of York paid for this UoM owned asset. 07.03.16: End of UEL amended from 4 to 3 yrs general policy. Confirmed by Nina Wozmirska via email 03.03.16
R1034 | 14-15 | 2015-02-01 | 2015-06-01 |  | Research | Research | Bruker | 0 | Atomic Force Microscope 2 (AFM2) | Atomic Force Microscope for nanoscale measurement of graphene/2D samples and devices. | NGI | National Graphene Institute | Prof. Novoselov | Prof. Novoselov | 1 Good | 1 State of art | 1 Dedicated to particular experiment | 0 | EPS | National Graphene Institute | 1343651 | NGI | 3F1 | 3. Materials Characterisation | F. Surface Probe Microscopy | 1. Atomic Force | y | yes | 2016-07-01 | Confirmed by Vikki Fellows with signed verification form | as per FY1516 YrEnd Verification & Impairments Exercise in Jul'16 | R115494 | R115494 | 9011 | R115494 | 6520 | 9013 | 01 | 308394 | 308394 | 0 | 0 | 0 | 308394 | [12 empty] | 308394 | 308394 |  | 0 | [23 empty] | 308394 | 4 | 0 | Does not match Policy. Check | UEL end dates coincide with the research grant end date, and this may not match the policy | N |  | N |  | N |  | N |  | Y | Action | 0
R1035 | 14-15 | 2015-06-01 | 2015-06-01 |  | Research | Research | AJA International | ATC ORION-8E E-BEAM DEPOSITION SYSTEM | E-Beam Vacuum Deposition System | This system allows the deposition of very high quality metallic thin films. These are used for contacts to devices made from graphene and other 2D materials. The source materials are heated to evaporate the metals using an electron beam which avaiods any contamination from the heating source. The vacuum is also very high which further improves the quality of the deposited films. | NGI Building | National Graphene Institute | Prof. Novoselov | Prof. Novoselov | 1 Good | 1 State of art | 1 Dedicated to particular experiment | 0 | EPS | National Graphene Institute | 1349046 | NGI facility - http://www.graphene.manchester.ac.uk/ | 1A1 | 1. Process Equipment – Physical | A. Thin Film Deposition | 1. Evaporator | y | yes | 2016-07-01 | Confirmed by Vikki Fellows with signed verification form | as per FY1516 YrEnd Verification & Impairments Exercise in Jul'16 | R115494 | R115494 | 9011 | R115494 | 6520 | 9013 | 01 | 249086.24 | 249086.24 | 0 | 0 | 0 | 249086.24 | [12 empty] | 249086.24 | 249086.24 |  | 0 | [23 empty] | 249086.24 | 1 | 0 | Does not match Policy. Check | Equipment for NGI - Grant end date was 31/3/15, so end of UEL date entered as commissioning date | N |  | Y | Equipment for NGI - Grant end date was 31/3/15, so end of UEL date entered as commissioning date | N |  | N |  | Y | Action | 0
R1036 | 14-15 | 2015-02-01 | 2019-11-01 |  | Research | Research | MicroCal | Auto-iTC200 | MicroCal Auto-iTC200 | A fully automated isothermal titration calorimetry instrument for the label-free measurement of binding affinity, stoichiometry and thermodynamic parameters for the characterisation of small molecule ligand-nucleic acid (RNA) molecular interactions. | 2.058 MIB (John Garside Building) Floor 1 laboratories (1.0XXX) | MIB Building | Helen Vincent | Helen Vincent | 1 Good | 1 State of art | 1 Dedicated to particular experiment | 0 | FLS | Manchester Institute of Biotechnology | 1345586 | SYNBIOCHEM | 3L6 | 3. Materials Characterisation | L. Chemical Analysis | 6. Macromolecular | y | YES | 2015-05-21 | Sasha Windelinckx | verified during the interim yr-end FY1415 | R117989 | R117989 | 9011 | R117989 | 6520 | 9013 | 01 | 217876.44 | 68803.0863 | 149073.3537 | 0 | 3822.3937 | 217876.44 | [12 empty] | 217876.44 | 64980.6926 |  | 3822.3937 | [23 empty] | 68803.0863 | 57 | 5 | Mainframe computers & propriety software | match to grant end date Nov'19 as agreed. | N |  | N |  | N |  | N |  | Y |  | 0 | 23.02.16: End of UEL amended in order to match the grant end date as agreed.
R1037 | 14-15 | 2015-03-01 | 2016-10-31 |  | Research | Research | Linseis Messgeräte GmbH | TF-LFA (Thermoreflectance) | Time-domain Thermoreflectance System | The Time-domain Thermoreflectance system allows to measure the thermal properties (i.e. thermal diffusivity and thermal conductivity) of bulk materials and thin films at selected temperatures from room temperature up to 500°C, either in air, under vacuum (to 10E-4 mbar) or in inert, oxidising or reducing atmosphere. |  |  | Enrique Jimenez-Melero | Simon Pimblott | 1 Good | 2 Good | 2 General purpose research | 1 | EPS | Chemistry | 1229136 | Dalton Cumbrian Facility, as part of the National Nuclear User Facility | 3M3 | 3. Materials Characterisation | M. Physical Properties | 3. Thermal | y |  |  | Data confirmed as part of data cleanse exercise (March 2015). Asset not physically verified. |  | R116996 | R116996 | 9011 | R116996 | 6520 | 9013 | 01 | 227880 | 203892.6316 | 23987.3684 | 0 | 11993.6842 | 227880 | [12 empty] | 227880 | 191898.9474 |  | 11993.6842 | [23 empty] | 203892.6316 | 20 | 2 | Does not match Policy. Check | 08.07.16:UEL amendment as per Jun16 FAR review by EPS | N |  | N |  | N |  | N |  | N | Action | 0 | 08.07.16:UEL amendment as per Jun16 FAR review by EPS
R1038 | 14-15 | 2015-06-01 | 2015-06-01 |  | Research | Research | HORIBA UK Ltd. | Horiba XPLORA+/ML | Confocal Raman Microscope System | The equipment allows the Raman spectrum of samples to be obtained at a micron scale spacial resolution allowing the quality of graphene and other 2D materials to be assessed. | NGI Building Lower Cleanroom | National Graphene Institute | Ernie Hill | Prof. Novoselov | 1 Good | 1 State of art | 1 Dedicated to particular experiment | 0 | EPS | National Graphene Institute | 1340994 | Part of the NGI (http://www.graphene.manchester.ac.uk/) | 3A1 | 3. Materials Characterisation | A. Spectroscopy | 1. Raman | y | yes | 2016-07-01 | Confirmed by Vikki Fellows with signed verification form | as per FY1516 YrEnd Verification & Impairments Exercise in Jul'16 | R115494 | R115494 | 9011 | R115494 | 6520 | 9013 | 01 | 162878.4 | 162878.4 | 0 | 0 | 0 | 162878.4 | [12 empty] | 162878.4 | 162878.4 |  | 0 | [23 empty] | 162878.4 | 1 | 0 | Does not match Policy. Check | Equipment for NGI - Grant end date was 31/3/15, so end of UEL date entered as commissioning date | N |  | Y | Equipment for NGI - Grant end date was 31/3/15, so end of UEL date entered as commissioning date | N |  | N |  | Y | Action | 0
R1039 | 14-15 | 2015-08-14 | 2019-11-01 |  | Research | Research | Hamilton Robotics Ltd | Microlab Star | High throughput robotics platform | Fully automated high throughput liquid handling | MIB (John Garside Building) Floor 1 laboratories (1.0XXX) | MIB Building | Helen Toogood | Nigel Scrutton | 1 Good | 1 State of art | 1 Dedicated to particular experiment | 0 | FLS | Manchester Institute of Biotechnology | 1395317(1345542-CANX) | SYNBIOCHEM | 1H1 | 1. Process Equipment – Physical | H. Sample Manipulation | 1. Robot | y | Yes | 2015-09-02 | Sophie Cheetham | confirmed via Sep'15 FLS capital equip.review | R117989 | R117989 | 9011 | R117989 | 6520 | 9013 | 01 | 549649.56 | 129329.3082 | 420320.2518 | 0 | 10777.4424 | 549649.56 | [12 empty] | 549649.56 | 118551.8659 |  | 10777.4424 | [23 empty] | 129329.3082 | 51 | 4 | Motor vehicles and other general equipment | match to grant end date Nov'19 as agreed. | N |  | N |  | N |  | N |  | Y |  | 0 | 23.02.16: End of UEL amended in order to match the grant end date as agreed.
R1040 | 14-15 | 2014-02-01 | 2015-03-01 |  | Research | Research | Accurion GmbH |  | Spectroscopic Nulling Imaging Ellipsometer (Cleanroom Ellipsometer System) | Spectroscopic Nulling Imaging Ellipsometer (Cleanroom Ellipsometer System) | NGI Building | NGI Building | NGI Building | Prof Geim | 1 Good | 1 State of art | 1 Dedicated to particular experiment |  | EPS | National Graphene Institute | 1349315(1351667CANX) |  | 1F1 | 1. Process Equipment – Physical | F. Characterisation | 1. Ellipsometry | y | yes | 2016-07-01 | Confirmed by Vikki Fellows with signed verification form | as per FY1516 YrEnd Verification & Impairments Exercise in Jul'16 | R115494 | R115494 | 9011 | R115494 | 6520 | 9013 | 01 | 179300 | 179300 | 0 | 0 | 0 | 179300 | [12 empty] | 179300 | 179300 |  | 0 | [23 empty] | 179300 | 13 | 1 | Does not match Policy. Check | UEL end dates coincide with the research grant end date, and this may not match the policy | N |  | N |  | N |  | N |  | Y | Action | 3
R1043 | 14-15 | 2015-04-01 | 2019-11-01 |  | Research | Research |  |  | MALDI-MSMS/NS/PBMALDI system | MALDI-MSMS/NS/PBMALDI system | LG0.36 | MIB Building | [6 empty] | FLS | Life Sciences | 1345921 | [5 empty] | y | Yes | 2015-05-26 | verified by Sophie Cheetham& Sash Windelinckx (confirmed by email) |  | R117989 | R117989 | 9011 | R117989 | 6520 | 9013 | 01 | 373245.02 | 108580.3695 | 264664.6505 | 0 | 6786.2731 | 373245.02 | [12 empty] | 373245.02 | 101794.0964 |  | 6786.2731 | [23 empty] | 108580.3695 | 55 | 5 | Mainframe computers & propriety software | match to grant end date Nov'19 as agreed. | N |  | N |  | N |  | N |  | Y |  | 12 | 23.02.16: End of UEL amended in order to match the grant end date as agreed.
R1044 | 14-15 | 2015-06-01 | 2015-06-01 |  | Research | Research | Oerlikon | Oerlikon Phoenix 300i | NGI Vacuum Pumping Stations - dry & oil pumped system | Vacuum testing and pumping | NGI Building | NGI Building | Ernie Hill | Prof Geim | 1 Good | 1 State of art | 1 Dedicated to particular experiment | 0 | EPS | National Graphene Institute | 1356828 | 0 | 6D4 | 6. Infrastructure | D. Laboratory | 4. Vacuum | y | yes | 2016-07-01 | Confirmed by Vikki Fellows with signed verification form | as per FY1516 YrEnd Verification & Impairments Exercise in Jul'16 | R115494 | R115494 | 9011 | R115494 | 6520 | 9013 | 01 | 65942.41 | 65942.41 | 0 | 0 | 0 | 65942.41 | [12 empty] | 65942.41 | 65942.41 |  | 0 | [23 empty] | 65942.41 | 1 | 0 | Does not match Policy. Check | Equipment for NGI - Grant end date was 31/3/15, so end of UEL date entered as commissioning date | N |  | Y | Equipment for NGI - Grant end date was 31/3/15, so end of UEL date entered as commissioning date | N |  | N |  | Y | <£100k | 0
R1045 | 14-15 | 2015-06-01 | 2016-10-31 |  | Research | Research | PANalytical Ltd | ALPHA-1 Empyrean X-ray diffractometer system + accessories | Two-dimensional X-ray diffraction (2D-XRD) system | The 2D-XRD system allows to perform in-situ X-ray diffraction studies of polycrystalline and powder samples at selected temperatures between room temperature and 2300C in air or under vacuum, using either Cu or Co radiation. | Dalton Cumbrian Facility - Characterisation Lab G.006 | Dalton Cumbrian Facility | Enrique Jimenez-Melero | Simon Pimblott | 1 Good | 1 State of art | 2 General purpose research | 1 | EPS | Chemistry | 1225375 (Jnl#343477) | Dalton Cumbrian Facility, as part of the National Nuclear User Facility | 3H1 | 3. Materials Characterisation | H. Diffraction | 1. X-ray | y | yes | 2015-07-01 | Vicky Irving | as per Jun'15 verification exercise for FY14-15 YrEnd | R116996 | R116996 | 9011 | R116996 | 6520 | 9013 | 01 | 294823.18 | 257970.2825 | 36852.8975 | 0 | 18426.4488 | 294823.18 | [12 empty] | 294823.18 | 239543.8337 |  | 18426.4488 | [23 empty] | 257970.2825 | 17 | 1 | Does not match Policy. Check | UEL end dates coincide with the research grant end date, and this may not match the policy | N |  | N |  | N |  | N |  | Y |  | 0 | 22.03.16: 'School' reclassed as per JC instruction.
R1046 | 14-15 | 2015-02-01 | 2015-03-01 |  | Research | Research | Oxford Instruments Omnicron Nanoscience | S18/20/52/13 superconducting magnet | Superconducting 16T/18T magnet | To perform high-magnetic field experiments and experiments at low temperatures | Schuster Building 2nd Floor labs | NGI Building | John Whittaker | Andre Geim | 1 Good | 1 State of art | 1 Dedicated to particular experiment | 0 | EPS | National Graphene Institute | 1306300 | National Graphene Institute | 4L2 | 4. Sample Measurement/Analysis | L. High Magnetic Field | 2. Superconducting Magnet | n | yes | 2016-07-01 | Confirmed by Vikki Fellows with signed verification form | as per FY1516 YrEnd Verification & Impairments Exercise in Jul'16 | R111540 | R111540 | 9011 | R111540 | 6520 | 9013 | 43 | 0 | 0 | 0 | 0 | 0 | 0 | [12 empty] | 0 | 0 |  | 0 | [23 empty] | 0 | 1 | 0 | Does not match Policy. Check | UEL end dates coincide with the research grant end date, and this may not match the policy | N |  | N |  | N |  | N |  | Y | <£100k | 0
R1047a | 14-15 | 2015-06-01 | 2015-06-01 |  | Research | Research | Raith | Dual Beam & Elphy Quantum | a) Electron Beam Lithography System | Electron Beam Lithography for the FIBSEM | NGI Building | NGI Building | NGI Building | Prof Geim | 1 Good | 1 State of art | 1 Dedicated to particular experiment |  | EPS | National Graphene Institute | 1276581 |  | 1B2 | 1. Process Equipment – Physical | B. Lithography | 2. Electron beam | y | yes | 2016-07-01 | Confirmed by Vikki Fellows with signed verification form | as per FY1516 YrEnd Verification & Impairments Exercise in Jul'16 | R115494 | R115494 | 9011 | R115494 | 6520 | 9013 | 01 | 2011800 | 2011800 | 0 | 0 | 0 | 2011800 | [12 empty] | 2011800 | 2011800 |  | 0 | [23 empty] | 2011800 | 1 | 0 | Does not match Policy. Check | Equipment for NGI - Grant end date was 31/3/15, so end of UEL date entered as commissioning date | N |  | Y | Equipment for NGI - Grant end date was 31/3/15, so end of UEL date entered as commissioning date | N |  | N |  | Y | Action | 2
R1047b | 15-16 | 2016-04-01 | 2019-04-01 |  | University Funded | University Funded |  |  | b) Electron Beam Lithography System -Felcon Model 3001 Chemical Wet Processing Stations |  | NGI Building | NGI Building | NGI Building | Prof Geim | 1 Good | 1 State of art | 1 Dedicated to particular experiment |  | EPS | National Graphene Institute | 1403711 |  | 1B2 | 1. Process Equipment – Physical | B. Lithography | 2. Electron beam | y | yes | 2016-07-01 | Confirmed by Vikki Fellows with signed verification form | as per FY1516 YrEnd Verification & Impairments Exercise in Jul'16 | LA00600 | LA00600 | 9011 | LA00600 | 6522 | 9013 | 00 | 28800 | 3200 | 25600 | 0 | 800 | 28800 | [12 empty] | 28800 | 2400 |  | 800 | [23 empty] | 3200 | 36 | 3 | Equipment acquired for specific research projects | Equipment for NGI - Grant end date was 31/3/15, so end of UEL date entered as commissioning date | N |  | N | Equipment for NGI - Grant end date was 31/3/15, so end of UEL date entered as commissioning date | N |  | N |  | Y | <£100k | 5
R1048 | 14-15 | UC | - |  | Research | Research | Notion Systems GmbH | N Jet Inkjet Printer | Notion n.jet lab inkjet printer | Laboratory based materials printer | 1.007 NGI | NGI Building | Brian Derby and Stephen Yeates | Brian Derby | 1 Good | 1 State of art |  |  | EPS | Materials & Chemistry | 1248129 | [5 empty] | y |  |  |  |  | R116369 | R116369 | 9011 | R116369 | 6520 | 9013 | 01 | 0 | 0 | 0 | 0 | 0 | 0 | [12 empty] | 0 | 0 |  | 0 | [23 empty] | 0 | - | - | Does not match Policy. Check | UC - costs was removed to uncomm.IE | N |  | N |  | N |  | N |  | N | <£100k | 7
R1049 | 14-15 | 2015-03-27 | 2015-03-27 |  | Research | Research | Cormet Testing Systems | Bespoke rig. | Recirculation loop for radiolytic studies in water at high temperature and pressure. | Radiation chemistry and corrosion studies in water and aqueous solutions at high temperature/high pressure. | DCF, "Far Target Room". | DCF, "Far Target Room". | Aliaksandr Baidak and Elizabeth Parker-Quaife | Simon Pimblott | 1 Good | 1 State of art | 0 | 0 | EPS | Materials | 1265586 | Yes, dalton.manchester.ac.uk/dcf | 3L3 | 3. Materials Characterisation | L. Chemical Analysis | 3. Liquid Analysis | y | yes | 2015-07-01 | PAUL JORDAN/JOHN GOODIER | as per Jun'15 verification exercise for FY14-15 YrEnd | R116350 | R116350 | 9011 | R116350 | 6520 | 9013 | 01 | 304427.14 | 304427.14 | 0 | 0 | 0 | 304427.14 | [12 empty] | 304427.14 | 304427.14 |  | 0 | [23 empty] | 304427.14 | 1 | 0 | Does not match Policy. Check | Commissioning date was later than the grant end date (Per the 408 PA project end date report); thus end date entered = commissioning date. Thus asset is fully written down in line with the end of the grant. | N |  | Y | Commissioning date was later than the grant end date (Per the 408 PA project end date report); thus end date entered = commissioning date. Thus asset is fully written down in line with the end of the grant. | N |  | N |  | Y |  | 0
R1049 | 14-15 | 2015-03-27 | 2016-10-31 |  | Research | Research | Cormet Testing Systems | Bespoke rig. | Recirculation loop for radiolytic studies in water at high temperature and pressure. | Radiation chemistry and corrosion studies in water and aqueous solutions at high temperature/high pressure. | DCF, "Far Target Room". | DCF, "Far Target Room". | Aliaksandr Baidak and Elizabeth Parker-Quaife | Simon Pimblott | 1 Good | 1 State of art | 0 | 0 | EPS | Chemistry | 1265586 | Yes, dalton.manchester.ac.uk/dcf | 3L3 | 3. Materials Characterisation | L. Chemical Analysis | 3. Liquid Analysis | y | yes | 2015-07-01 | PAUL JORDAN/JOHN GOODIER | as per Jun'15 verification exercise for FY14-15 YrEnd | R116996 | R116996 | 9011 | R116996 | 6520 | 9013 | 01 | 116885.73 | 104581.9689 | 12303.7611 | 0 | 6151.8805 | 116885.73 | [12 empty] | 116885.73 | 98430.0884 |  | 6151.8805 | [23 empty] | 104581.9689 | 19 | 2 | Does not match Policy. Check | UEL end dates coincide with the research grant end date, and this may not match the policy | N |  | N |  | N |  | N |  | Y |  | 0
R1051 | 14-15 | 2015-04-01 | 2019-11-01 |  | Research | Research |  |  | Synbiochem mass spec | Synbiochem mass spec | 1.051 | MIB Building | [6 empty] | FLS | Life Sciences | 1345923 | [5 empty] | y | Yes | 2015-05-26 | verified by Sophie Cheetham& Sash Windelinckx (confirmed by email) |  | R117989 | R117989 | 9011 | R117989 | 6520 | 9013 | 01 | 198416.26 | 57721.0938 | 140695.1662 | 0 | 3607.5684 | 198416.26 | [12 empty] | 198416.26 | 54113.5255 |  | 3607.5684 | [23 empty] | 57721.0938 | 55 | 5 | Mainframe computers & propriety software | match to grant end date Nov'19 as agreed. | N |  | N |  | N |  | N |  | Y |  | 12 | 23.02.16: End of UEL amended in order to match the grant end date as agreed.
R1052 | 14-15 | 2015-06-01 | 2015-06-01 |  | Research | Research | Tony Chapman Electronics Ltd |  | Ambient Temperature Probestation | precision probe location for test purposes | NGI Building | National Graphene Institute | National Graphene Institute | Prof. Geim | 1 Good | 1 State of art | 1 Dedicated to particular experiment | 0 | EPS | National Graphene Institute | 1354128 | [5 empty] | y | yes | 2016-07-01 | Confirmed by Vikki Fellows with signed verification form | as per FY1516 YrEnd Verification & Impairments Exercise in Jul'16 | R115494 | R115494 | 9011 | R115494 | 6520 | 9013 | 01 | 59978.4 | 59978.4 | 0 | 0 | 0 | 59978.4 | [12 empty] | 59978.4 | 59978.4 |  | 0 | [23 empty] | 59978.4 | 1 | 0 | Does not match Policy. Check | Equipment for NGI - Grant end date was 31/3/15, so end of UEL date entered as commissioning date | N |  | Y | Equipment for NGI - Grant end date was 31/3/15, so end of UEL date entered as commissioning date | N |  | N |  | Y | <£100k | 6
R1053 | 14-15 | 2015-06-01 | 2015-06-01 |  | Research | Research | XYZ Machine Tools | ProTrack 1630 | Lathe | Machine components | NGI Building | National Graphene Institute | National Graphene Institute | Prof. Geim | 1 Good | 1 State of art | 1 Dedicated to particular experiment | 0 | EPS | National Graphene Institute | 1357588 | [5 empty] | y | yes | 2016-07-01 | Confirmed by Vikki Fellows with signed verification form | as per FY1516 YrEnd Verification & Impairments Exercise in Jul'16 | R115494 | R115494 | 9011 | R115494 | 6520 | 9013 | 01 | 112965.54 | 112965.54 | 0 | 0 | 0 | 112965.54 | [12 empty] | 112965.54 | 112965.54 |  | 0 | [23 empty] | 112965.54 | 1 | 0 | Does not match Policy. Check | Equipment for NGI - Grant end date was 31/3/15, so end of UEL date entered as commissioning date | N |  | Y | Equipment for NGI - Grant end date was 31/3/15, so end of UEL date entered as commissioning date | N |  | N |  | Y |  | 5
R1054 | 14-15 | 2015-06-01 | 2015-06-01 |  | Research | Research | JFP Microtechnic | S200-8 | Wafer Scribing Equipment | It cleaves semiconductor wafers into smaller samples | NGI Building | National Graphene Institute | Ernie Hill | Prof. Geim | 1 Good | 1 State of art | 1 Dedicated to particular experiment | 0 | EPS | National Graphene Institute | 1364508 | National Graphene Institute | 1E2 | 1. Process Equipment – Physical | E. Packaging | 2. Dicing | y | yes | 2016-07-01 | Confirmed by Vikki Fellows with signed verification form | as per FY1516 YrEnd Verification & Impairments Exercise in Jul'16 | R115494 | R115494 | 9011 | R115494 | 6520 | 9013 | 01 | 61963.3 | 61963.3 | 0 | 0 | 0 | 61963.3 | [12 empty] | 61963.3 | 61963.3 |  | 0 | [23 empty] | 61963.3 | 1 | 0 | Does not match Policy. Check | Equipment for NGI - Grant end date was 31/3/15, so end of UEL date entered as commissioning date | N |  | Y | Equipment for NGI - Grant end date was 31/3/15, so end of UEL date entered as commissioning date | N |  | N |  | Y | <£100k | 0
R1055 | 14-15 | 2015-03-01 | 2015-03-01 |  | Research | Research | Netzsch Gerätebau GmbH | LFA 457 MicroFlash® | Laser Flash Apparatus | To measure thermal conductivity in samples of graphene and other 2D materials based coatings | NGI Building | National Graphene Institute | National Graphene Institute | Prof. Geim | 1 Good | 1 State of art | 1 Dedicated to particular experiment | 0 | EPS | National Graphene Institute | 1365039 | National Graphene Institute | 4D1 or 3M3 (but please confirm with KN) |  |  |  | y | yes | 2016-07-01 | Confirmed by Vikki Fellows with signed verification form | as per FY1516 YrEnd Verification & Impairments Exercise in Jul'16 | R115494 | R115494 | 9011 | R115494 | 6520 | 9013 | 01 | 119476.8 | 119476.8 | 0 | 0 | 0 | 119476.8 | [12 empty] | 119476.8 | 119476.8 |  | 0 | [23 empty] | 119476.8 | 1 | 0 | Does not match Policy. Check | Equipment for NGI - Grant end date was 31/3/15, so end of UEL date entered as commissioning date | N |  | Y | Equipment for NGI - Grant end date was 31/3/15, so end of UEL date entered as commissioning date | N |  | N |  | Y | Action | 3
R1058 | 14-15 | 2015-06-01 | 2015-06-01 |  | Research | Research |  |  | Mask Aligner MJB4Part num100003863,G190173,G145984,G145987,G145988 | Mask Aligner MJB4Part num100003863,G190173,G145984,G145987,G145988 | [8 empty] | EPS | National Graphene Institute | 1372792 | [5 empty] | y | yes | 2016-07-01 | Confirmed by Vikki Fellows with signed verification form | as per FY1516 YrEnd Verification & Impairments Exercise in Jul'16 | R115494 | R115494 | 9011 | R115494 | 6520 | 9013 | 01 | 110552.8 | 110552.8 | 0 | 0 | 0 | 110552.8 | [12 empty] | 110552.8 | 110552.8 |  | 0 | [23 empty] | 110552.8 | 1 | 0 | Does not match Policy. Check | Equipment for NGI - Grant end date was 31/3/15, so end of UEL date entered as commissioning date | N |  | Y | Equipment for NGI - Grant end date was 31/3/15, so end of UEL date entered as commissioning date | N |  | N |  | Y | Action | 12
R1059 | 14-15 | 2015-04-01 | 2019-04-30 |  | Research | Research | Droplet Measurement Technologies | SP2-D | Single Particle Soot Photometer | Measures black carbon content of aerosol particles | Simon 1.05 then long term (several years) field deployment to India | Simon Building | Hugh Coe | Hugh Coe | 1 Good | 1 State of art | 1 Dedicated to particular experiment | 0 | EPS | SEAES | 1381964 & 1370441 | No | 4J7 | 4. Sample Measurement/Analysis | J. Field Deployable | 7. Weather | y | yes | 2016-07-01 | Confirmed by Vikki Fellows with signed verification form | as per FY1516 YrEnd Verification & Impairments Exercise in Jul'16 | R117326 | R117326 | 9011 | R117326 | 6520 | 9013 | 01 | 117259.26 | 39086.42 | 78172.84 | 0 | 2442.9013 | 117259.26 | [12 empty] | 117259.26 | 36643.5187 |  | 2442.9013 | [23 empty] | 39086.42 | 49 | 4 | Motor vehicles and other general equipment |  | N |  | N |  | N |  | N |  | Y |  | 0 | this was reclassed as capital asset in Jun'15. 08.07.16: UEL amended as per Jun16 FAR reviews by EPS
R1061 | 14-15 | 2015-02-01 | 2015-03-01 |  | Research | Research | Moorfield |  | Graphene Etch and Annealing | Etceching and Annealing of 2D materials, integrated within glovebox | NGI | National Graphene Institute | Roman Gorbachev | Roman Gorbachev | 1 Good | 1 State of art | 1 Dedicated to particular experiment | 1 | EPS | National Graphene Institute | 1343908 |  | 1C2 | 1. Process Equipment – Physical | C. Etching | 2. Plasma | y | yes | 2016-07-01 | Confirmed by Vikki Fellows with signed verification form | as per FY1516 YrEnd Verification & Impairments Exercise in Jul'16 | R115494 | R115494 | 9011 | R115494 | 6520 | 9013 | 01 | 71211.6 | 71211.6 | 0 | 0 | 0 | 71211.6 | [12 empty] | 71211.6 | 71211.6 |  | 0 | [23 empty] | 71211.6 | 1 | 0 | Does not match Policy. Check | UEL end dates coincide with the research grant end date, and this may not match the policy | N |  | N | UEL end dates coincide with the research grant end date, and this may not match the policy | N |  | N |  | Y | <£100k | 2
R1062 | 14-15 | 2015-06-01 | 2015-06-01 |  | Research | Research |  |  | 2 x Standalone etch system based on nanoPVD platform | 2 x Standalone etch system based on nanoPVD platform | [8 empty] | EPS | National Graphene Institute | 1343912 | [5 empty] | y | yes | 2016-07-01 | Confirmed by Vikki Fellows with signed verification form | as per FY1516 YrEnd Verification & Impairments Exercise in Jul'16 | R115494 | R115494 | 9011 | R115494 | 6520 | 9013 | 01 | 70569.6 | 70569.6 | 0 | 0 | 0 | 70569.6 | [12 empty] | 70569.6 | 70569.6 |  | 0 | [23 empty] | 70569.6 | 1 | 0 | Does not match Policy. Check | Equipment for NGI - Grant end date was 31/3/15, so end of UEL date entered as commissioning date | N |  | Y | Equipment for NGI - Grant end date was 31/3/15, so end of UEL date entered as commissioning date | N |  | N |  | Y | <£100k | 12
R1063 | 14-15 | 2015-06-01 | 2015-06-01 |  | Research | Research | Microtech | LW405B standard+ | Laser Writer | This is a photolithography system that allows a pattern to be written in optically sensitive resist by scanning a laser spot over the surface. This allows larger area contacts and large scale devices to be produced at lower cost than taking valuable time on the electron beam facility. |  | National Graphene Institute | Ernie Hill | Prof. Geim | 1 Good | 1 State of art | 1 Dedicated to particular experiment | 0 | EPS | National Graphene Institute | 1356770 | http://www.graphene.manchester.ac.uk/ | 1B1 | 1. Process Equipment – Physical | B. Lithography | 1. Optical | y | yes | 2016-07-01 | Confirmed by Vikki Fellows with signed verification form | as per FY1516 YrEnd Verification & Impairments Exercise in Jul'16 | R115494 | R115494 | 9011 | R115494 | 6520 | 9013 | 01 | 246960 | 246960 | 0 | 0 | 0 | 246960 | [12 empty] | 246960 | 246960 |  | 0 | [23 empty] | 246960 | 1 | 0 | Does not match Policy. Check | Equipment for NGI - Grant end date was 31/3/15, so end of UEL date entered as commissioning date | N |  | Y | Equipment for NGI - Grant end date was 31/3/15, so end of UEL date entered as commissioning date | N |  | N |  | Y | Action | 0
R1064 | 14-15 | UC | - |  | Research | Research | AMETEK Advanced Measurement Technology | PLS2-SYSTEM | Positron Lifetime Picosecond Timing System | Measure the lifetime of positrons implanted into metallic materials or molecular solids. Sensitive to open volume defects such as voids or dislocations at the nano-scale. Time resolution < 200ps, measured using a Co-60 source. |  | Dalton Cumbrian Facility | Dalton Cumbrian Facility | Simon Pimblott | 1 Good | 2 Good | 2 General purpose research |  | EPS | Materials | 1367337 | http://www.dalton.manchester.ac.uk/discover/daltoncumbrianfacility/ |  |  |  |  | y |  |  |  |  | R116350 | R116350 | 9011 | R116350 | 6520 | 9013 | 01 | 0 | 0 | 0 | 0 | 0 | 0 | [12 empty] | 0 | 0 |  | 0 | [23 empty] | 0 | - | - | Does not match Policy. Check | UC - costs was removed to uncomm.IE | N |  | N |  | N |  | N |  | N | <£100k | 6
R1065 | 14-15 | 2015-03-01 | 2015-03-01 |  | Research | Research | Raith Litho | Elphy DualBeam | Raith ELPHY MultiBeam for Zeiss 540 Cross Beam | Electron Beam Lithography for FIBSEM |  |  |  | Prof. Novoselov | 1 Good | 1 State of art | 1 Dedicated to particular experiment |  | EPS | National Graphene Institute | 1371564 | [5 empty] | y | yes | 2016-07-01 | Confirmed by Vikki Fellows with signed verification form | as per FY1516 YrEnd Verification & Impairments Exercise in Jul'16 | R115494 | R115494 | 9011 | R115494 | 6520 | 9013 | 01 | 119940 | 119940 | 0 | 0 | 0 | 119940 | [12 empty] | 119940 | 119940 |  | 0 | [23 empty] | 119940 | 1 | 0 | Does not match Policy. Check | Equipment for NGI - Grant end date was 31/3/15, so end of UEL date entered as commissioning date | N |  | Y | Equipment for NGI - Grant end date was 31/3/15, so end of UEL date entered as commissioning date | N |  | N |  | Y | Action | 8
R1067 | 14-15 | UC | - |  | Research | Research |  |  | Mask Aligner MJB4 | Mask Aligner MJB4 | [8 empty] | EPS | National Graphene Institute | 1372792 | [5 empty] | y | yes | 2016-07-01 | Confirmed by Vikki Fellows with signed verification form | as per FY1516 YrEnd Verification & Impairments Exercise in Jul'16 | R115494 | R115494 | 9011 | R115494 | 6520 | 9013 | 01 | 0 | 0 | 0 | 0 | 0 | 0 | [12 empty] | 0 | 0 |  | 0 | [23 empty] | 0 | - | - | Does not match Policy. Check | UC - costs was removed to uncomm.IE | N |  | N |  | N |  | N |  | Y | <£100k | 12
R1068 | 14-15 | 2015-03-01 | 2015-03-01 |  | Research | Research | Oxford Instruments |  | Cryo-free magnet system power supply (MERCURY IPS180 ) | Provides a power supply to cryo-free magnet system which performs high-magnetic field experiments and experiments at low temperatures | currently Schuster Building but to be moved to NGI Mar/Apr 2015 | Schuster Building | [6 empty] | EPS | National Graphene Institute | 1382208 | [5 empty] | y | yes | 2016-07-01 | Confirmed by Vikki Fellows with signed verification form | as per FY1516 YrEnd Verification & Impairments Exercise in Jul'16 | R115494 | R115494 | 9011 | R115494 | 6520 | 9013 | 01 | 60000 | 60000 | 0 | 0 | 0 | 60000 | [12 empty] | 60000 | 60000 |  | 0 | [23 empty] | 60000 | 1 | 0 | Does not match Policy. Check | Equipment for NGI - Grant end date was 31/3/15, so end of UEL date entered as commissioning date | N |  | Y | Equipment for NGI - Grant end date was 31/3/15, so end of UEL date entered as commissioning date | N |  | N |  | Y | <£100k | 10
R1069 | 14-15 | 2015-03-01 | 2015-03-01 |  | Research | Research | Oxford Instruments |  | Cryo-free magnet system (18T CRYOFREE SYSTEM WITH VTI) | To perform high-magnetic field experiments and experiments at low temperatures | [8 empty] | EPS | National Graphene Institute | 1382217 | [5 empty] | y | yes | 2016-07-01 | Confirmed by Vikki Fellows with signed verification form | as per FY1516 YrEnd Verification & Impairments Exercise in Jul'16 | R115494 | R115494 | 9011 | R115494 | 6520 | 9013 | 01 | 204000 | 204000 | 0 | 0 | 0 | 204000 | [12 empty] | 204000 | 204000 |  | 0 | [23 empty] | 204000 | 1 | 0 | Does not match Policy. Check | Equipment for NGI - Grant end date was 31/3/15, so end of UEL date entered as commissioning date | N |  | Y | Equipment for NGI - Grant end date was 31/3/15, so end of UEL date entered as commissioning date | N |  | N |  | Y | Action | 12
R1070 | 14-15 | 2015-06-01 | 2015-06-01 |  | Research | Research | Deben UK | X-ray Torsion tester for Nikon XTH225 and Zeiss Xradia Versa | X-ray Torsion tester | tension torsion testing machine designed to be accommodated on our current Zeiss Xradia Versa and our Nikon Custom Bay X-ray CT systems | HMXIF, PSI 3rd Floor Alan Turing | Alan Turing Building | Alan Turing Building | Philip Withers | 1 Good | 1 State of art | 2 General purpose research | 0.5 | EPS | Materials | 1207787 | [5 empty] | y | yes | 2015-07-01 | PAUL JORDAN/JOHN GOODIER | as per Jun'15 verification exercise for FY14-15 YrEnd | R116350 | R116350 | 9011 | R116350 | 6520 | 9013 | 01 | 149394 | 149394 | 0 | 0 | 0 | 149394 | [12 empty] | 149394 | 149394 |  | 0 | [23 empty] | 149394 | 1 | 0 | Does not match Policy. Check | Commissioning date was later than the grant end date (Per the 408 PA project end date report); thus end date entered = commissioning date. Thus asset is fully written down in line with the end of the grant. | N |  | Y | Commissioning date was later than the grant end date (Per the 408 PA project end date report); thus end date entered = commissioning date. Thus asset is fully written down in line with the end of the grant. | N |  | N |  | Y |  | 5
R1071 | 15-16 | 2016-05-01 | 2016-05-01 |  | Research | Research | National Electrostatics Corporation | RC43 | Model RC43 Rutherford Backscattering Analysis Endstation | Ion beam analysis using Rutherford Backscattering and Particle Induced X-ray Emisson | Dalton Cumbrian Facility, Accelerator Building - G.0014 | Dalton Cumbrian Facility | Dalton Cumbrian Facility | Simon Pimblott | 1 Good | 1 State of art | 3 Research and Teaching | 0 | EPS | Materials | jnl#393211(PO1222672) | [5 empty] | y | Yes | 2016-07-01 | confirmed by signed year-end verification form | as per Jun'16 verification exercise for FY15-16 YrEnd | R116350 | R116350 | 9011 | R116350 | 6520 | 9013 | 01 | 374117.58 | 374117.58 | 0 | 0 | 0 | 374117.58 | [12 empty] | 374117.58 | 374117.58 |  | 0 | [23 empty] | 374117.58 | 1 | 0 | Does not match Policy. Check | 08.07.16: UEL amended as per Jun16 FAR reviews by EPS. 03.08.16: depreciation formula won't pick up when UEL set as per the grant end date Mar'15. So amended made to UEL as May16 in order to post rmaining depreciation in Jul'16 (confirmed by EPS 03.08.16) | N |  | Y | Grant end date was 31/3/15, so end of UEL date entered as commissioning date | N |  | N |  | Y |  | 5 | 08.07.16: UEL amended as per Jun16 FAR reviews by EPS. 03.08.16: depreciation formula won't pick up when UEL set as per the grant end date Mar'15. So amended made to UEL as May16 in order to post rmaining depreciation in Jul'16 (confirmed by EPS 03.08.16)
R1072 | 14-15 | 2015-06-01 | 2015-06-01 |  | Research | Research | Carl Zeiss Ltd | Crossbean 540 | Field Ion Beam Scanning Electron Microscope | Dual beam instrument for high resolution imaging and device fabrication | NGI Building | National Graphene Institute | National Graphene Institute | Prof. Geim | 1 Good | 1 State of art | 1 Dedicated to particular experiment | 0 | EPS | National Graphene Institute | V#2403437 (PO1348132-Canx) | [5 empty] | y | yes | 2016-07-01 | Confirmed by Vikki Fellows with signed verification form | as per FY1516 YrEnd Verification & Impairments Exercise in Jul'16 | R115494 | R115494 | 9011 | R115494 | 6520 | 9013 | 01 | 869192.4 | 869192.4 | 0 | 0 | 0 | 869192.4 | [12 empty] | 869192.4 | 869192.4 |  | 0 | [23 empty] | 869192.4 | 1 | 0 | Does not match Policy. Check | Equipment for NGI - Grant end date was 31/3/15, so end of UEL date entered as commissioning date | N |  | Y | Equipment for NGI - Grant end date was 31/3/15, so end of UEL date entered as commissioning date | N |  | N |  | Y | Action | 5
R1073 | 14-15 | 2015-06-01 | 2015-06-01 |  | Research | Research |  |  | Heat Exchanger, System | [9 empty] | EPS | National Graphene Institute | 1355061 | [5 empty] | y | yes | 2016-07-01 | Confirmed by Vikki Fellows with signed verification form | as per FY1516 YrEnd Verification & Impairments Exercise in Jul'16 | R115494 | R115494 | 9011 | R115494 | 6520 | 9013 | 01 | 77540.77 | 77540.77 | 0 | 0 | 0 | 77540.77 | [12 empty] | 77540.77 | 77540.77 |  | 0 | [23 empty] | 77540.77 | 1 | 0 | Does not match Policy. Check | Equipment for NGI - Grant end date was 31/3/15, so end of UEL date entered as commissioning date | N |  | Y | Equipment for NGI - Grant end date was 31/3/15, so end of UEL date entered as commissioning date | N |  | N |  | Y | <£100k | 13
R1074 | 14-15 | 2015-06-01 | 2015-06-01 |  | Research | Research | Lakeshore Cryogenics | CRX-4K | Cryo-cooled probestation | Allows graphene and other 2D material devices to be contacted for electrical testing at temperatures down to 5K. | NGI Building | National Graphene Institute | National Graphene Institute | Prof. Geim | 1 Good | 1 State of art | 1 Dedicated to particular experiment | 0 | EPS | National Graphene Institute | 1355062 | [5 empty] | y | yes | 2016-07-01 | Confirmed by Vikki Fellows with signed verification form | as per FY1516 YrEnd Verification & Impairments Exercise in Jul'16 | R115494 | R115494 | 9011 | R115494 | 6520 | 9013 | 01 | 137002.64 | 137002.64 | 0 | 0 | 0 | 137002.64 | [12 empty] | 137002.64 | 137002.64 |  | 0 | [23 empty] | 137002.64 | 1 | 0 | Does not match Policy. Check | Equipment for NGI - Grant end date was 31/3/15, so end of UEL date entered as commissioning date | N |  | Y | Equipment for NGI - Grant end date was 31/3/15, so end of UEL date entered as commissioning date | N |  | N |  | Y |  | 5
R1075 | 14-15 | 2015-04-01 | 2019-11-01 |  | Research | Research |  |  | SYNBIOCHEM FPLC AKTA pure | SYNBIOCHEM FPLC AKTA pure | [8 empty] | FLS | Manchester Institute of Biotechnology | 1356381 | [5 empty] | y |  |  |  |  | R117989 | R117989 | 9011 | R117989 | 6520 | 9013 | 01 | 62851.03 | 18283.936 | 44567.094 | 0 | 1142.746 | 62851.03 | [12 empty] | 62851.03 | 17141.19 |  | 1142.746 | [23 empty] | 18283.936 | 55 | 5 | Mainframe computers & propriety software | match to grant end date Nov'19 as agreed. | N |  | N |  | N |  | N |  | N | <£100k | 12 | 23.02.16: End of UEL amended in order to match the grant end date as agreed.
R1076 | 14-15 | 2015-06-01 | 2015-06-01 |  | Research | Research |  |  | National Graphene Institute Stand-alone Water Purifiers | [9 empty] | EPS | National Graphene Institute | 1365027 | [5 empty] | y | yes | 2016-07-01 | Confirmed by Vikki Fellows with signed verification form | as per FY1516 YrEnd Verification & Impairments Exercise in Jul'16 | R115494 | R115494 | 9011 | R115494 | 6520 | 9013 | 01 | 59994 | 59994 | 0 | 0 | 0 | 59994 | [12 empty] | 59994 | 59994 |  | 0 | [23 empty] | 59994 | 1 | 0 | Does not match Policy. Check | Equipment for NGI - Grant end date was 31/3/15, so end of UEL date entered as commissioning date | N |  | Y | Equipment for NGI - Grant end date was 31/3/15, so end of UEL date entered as commissioning date | N |  | N |  | Y | <£100k | 13
R1077 | 14-15 | 2015-03-01 | 2015-03-01 |  | Research | Research | CRAIC | 508 PV UV-Visible-NIR Microscope Spectrophotometer | Photospectrometer | The equipment allows determination of the optical transmittance/reflection/emission properties of 2D materials. | NGI facilities | National Graphene Institute | Tim Echtermeyer | Prof. Novoselov | 1 Good | 1 State of art | 1 Dedicated to particular experiment | 0 | EPS | National Graphene Institute | 1365029 | Part of the NGI (http://www.graphene.manchester.ac.uk/) | 3B1 | 3. Materials Characterisation | B. Spectrometry | 1. Spectrophotometry | y | yes | 2016-07-01 | Confirmed by Vikki Fellows with signed verification form | as per FY1516 YrEnd Verification & Impairments Exercise in Jul'16 | R115494 | R115494 | 9011 | R115494 | 6520 | 9013 | 01 | 62666.4 | 62666.4 | 0 | 0 | 0 | 62666.4 | [12 empty] | 62666.4 | 62666.4 |  | 0 | [23 empty] | 62666.4 | 1 | 0 | Does not match Policy. Check | Equipment for NGI - Grant end date was 31/3/15, so end of UEL date entered as commissioning date | N |  | Y | Equipment for NGI - Grant end date was 31/3/15, so end of UEL date entered as commissioning date | N |  | N |  | Y | <£100k | 0
R1078 | 14-15 | UC | - |  | Research | Research | AMETEK Advanced Measurement Technology | GEM-F5930-ICS-S/CFG-ICS-70 | Positron Doppler Broadening Spectrometer | Measure the Doppler broadening of the 511KeV emission line, mainly due to the electron momnetum distribution at the positron site at the time of the positron/electron annihilation event. | Dalton Cumbrian Facility (DCF) | Dalton Cumbrian Facility | Dalton Cumbrian Facility | Simon Pimblott |  |  |  |  | EPS | Chemistry | 1372288 | http://www.dalton.manchester.ac.uk/discover/daltoncumbrianfacility/ |  |  |  |  | y |  |  |  |  | R116996 | R116996 | 9011 | R116996 | 6520 | 9013 | 01 | 0 | 0 | 0 | 0 | 0 | 0 | [12 empty] | 0 | 0 |  | 0 | [23 empty] | 0 | - | - | Does not match Policy. Check | UC - costs was removed to uncomm.IE | N |  | N |  | N |  | N |  | N | <£100k | 7
R1079 | 14-15 | 2015-06-01 | 2015-06-01 |  | Research | Research | Oxford Instruments | Aztec analysis system | EDS Analysis system | Chemical analysis of sEM samples | NGI Building | NGI Building | NGI Building | Prof Geim | 1 Good | 1 State of art | 1 Dedicated to particular experiment | 0 | EPS | National Graphene Institute | 1355053 | [5 empty] | y | yes | 2016-07-01 | Confirmed by Vikki Fellows with signed verification form | as per FY1516 YrEnd Verification & Impairments Exercise in Jul'16 | R115494 | R115494 | 9011 | R115494 | 6520 | 9013 | 01 | 69084 | 69084 | 0 | 0 | 0 | 69084 | [12 empty] | 69084 | 69084 |  | 0 | [23 empty] | 69084 | 1 | 0 | Does not match Policy. Check | Equipment for NGI - Grant end date was 31/3/15, so end of UEL date entered as commissioning date | N |  | Y | Equipment for NGI - Grant end date was 31/3/15, so end of UEL date entered as commissioning date | N |  | N |  | Y | <£100k | 5
R1080 | 14-15 | 2015-03-01 | 2015-03-01 |  | Research | Research | Tri-Tech 3D | Objet 260 connex2 | OBJET 260 Connex 2 Multi-material 3D Printer - 2 Year Education Package | OBJET 260 Connex 2 Multi-material 3D Printer - 2 Year Education Package | Protoyping suite | Protoyping suite | Protoyping suite | Prof Novoselov | 1 Good | 1 State of art | 1 Dedicated to particular experiment |  | EPS | National Graphene Institute | 1372881 | [5 empty] | y | yes | 2016-07-01 | Confirmed by Vikki Fellows with signed verification form | as per FY1516 YrEnd Verification & Impairments Exercise in Jul'16 | R115494 | R115494 | 9011 | R115494 | 6520 | 9013 | 01 | 119979.6 | 119979.6 | 0 | 0 | 0 | 119979.6 | [12 empty] | 119979.6 | 119979.6 |  | 0 | [23 empty] | 119979.6 | 1 | 0 | Does not match Policy. Check | Equipment for NGI - Grant end date was 31/3/15, so end of UEL date entered as commissioning date | N |  | Y | Equipment for NGI - Grant end date was 31/3/15, so end of UEL date entered as commissioning date | N |  | N |  | Y | Action | 6
R1081 | 14-15 | 2015-09-01 | 2017-03-01 |  | Research | Research | August Herzog | Radial Braiding Machine type RF 1/48-100 | August Herzog | Radial braiding of high performance fibres over complex mandrel | B1, James Lighthill Building | B1, James Lighthill Building | B1, James Lighthill Building | Prof Prasad Potluri (01613064128) | 1 Good | 1 State of art | 3 Research and Teaching | 0.4 | EPS | Materials | 1345852 | [5 empty] | y | Yes | 2016-07-01 | confirmed by signed year-end verification form | as per Jun'16 verification exercise for FY15-16 YrEnd | R114618 | R114618 | 9011 | R114618 | 6520 | 9013 | 01 | 29133.07 | 17803.5428 | 11329.5272 | 0 | 1618.5039 | 29133.07 | [12 empty] | 29133.07 | 16185.0389 |  | 1618.5039 | [23 empty] | 17803.5428 | 18 | 2 | Does not match Policy. Check | match to Grant end date: Mar'17 | N |  | N |  | N |  | N |  | Y | <£100k | 5 | 08.07.16: UEL amended as per Jun16 FAR reviews by EPS
R1081 | 14-15 | 2015-09-01 | 2016-06-30 |  | Research | Research | August Herzog | Radial Braiding Machine type RF 1/48-100 | August Herzog | Radial braiding of high performance fibres over complex mandrel | B1, James Lighthill Building | B1, James Lighthill Building | B1, James Lighthill Building | Prof Prasad Potluri (01613064128) | 1 Good | 1 State of art | 3 Research and Teaching | 0.4 | EPS | Materials | 1345852 | [5 empty] | y |  |  |  |  | R118274 | R118274 | 9011 | R118274 | 6520 | 9013 | 01 | 61882.14 | 61882.14 | 0 | 0 | 0 | 61882.14 | [12 empty] | 61882.14 | 61882.14 |  | 0 | [23 empty] | 61882.14 | 10 | 1 | Does not match Policy. Check | match to Grant end date: Jun'16 | N |  | N |  | N |  | N |  | N | <£100k | 5
R1082 | 14-15 | 2015-03-01 | 2015-03-01 |  | Research | Research | Rigaku | Smartlab | X-ray diffractometer | Allows the usual XRD measurements but the out of planne arm allows the complete mapping of recirocal space. | PSI or ground floor of the Mill (depending on the materails decant project) | PSI or ground floor of the Mill (depending on the materails decant project) |  |  | 1 Good | 1 State of art | 2 General purpose research | 0.5 | EPS | Materials | 1219128 | no | 3H1 | 3. Materials Characterisation | H. Diffraction | 1. X-ray | y | yes | 2015-07-01 | PAUL JORDAN/JOHN GOODIER | as per Jun'15 verification exercise for FY14-15 YrEnd | R116350 | R116350 | 9011 | R116350 | 6520 | 9013 | 01 | 325476 | 325476 | 0 | 0 | 0 | 325476 | [12 empty] | 325476 | 325476 |  | 0 | [23 empty] | 325476 | 1 | 0 | Does not match Policy. Check | Grant end date was 31/3/15, so end of UEL date entered as commissioning date | N |  | Y | Grant end date was 31/3/15, so end of UEL date entered as commissioning date | N |  | N |  | Y |  | 0 | 20.01.16: amended 'end of UEL date' as per the grant end date.
R1083 | 14-15 | 2016-06-01 | 2019-06-01 |  | Research | Research | ITSourced | Catalyst network equipment | Catalyst network equipment | Catalyst network equipment | Ground Floor - IT Office - Paterson Building | Paterson Building | Steve Royle | Stuart Pepper | 1 Good | 1 State of art | 1 Dedicated to particular experiment | 0 | MHS | Cancer Research UK Manchester Institute (CRUK MI) | 1384475 | Part of IT network in Paterson Building | 6A8 | 6. Infrastructure | A. IT | 8. Distributed System | y |  |  |  |  | R112021 | R112021 | 9011 | R112021 | 6520 | 9013 | 31 | 82760.5 | 4597.8056 | 78162.6944 | 0 | 2298.9028 | 82760.5 | [12 empty] | 82760.5 | 2298.9028 |  | 2298.9028 | [23 empty] | 4597.8056 | 36 | 3 | Equipment acquired for specific research projects | zero balance - cost fully transferred to other code | N |  | N |  | N |  | N |  | N | <£100k | 0
R1083 | 14-15 | 2016-06-01 | 2019-06-01 |  | Research | Research | ITSourced | Catalyst network equipment | Catalyst network equipment | Catalyst network equipment | Ground Floor - IT Office - Paterson Building | Paterson Building | Steve Royle | Stuart Pepper | 1 Good | 1 State of art | 1 Dedicated to particular experiment | 0 | MHS | Cancer Research UK Manchester Institute (CRUK MI) | 1384475 | Part of IT network in Paterson Building | 6A8 | 6. Infrastructure | A. IT | 8. Distributed System | y |  |  |  |  | R118416 | R118416 | 9011 | R118416 | 6520 | 9013 | 31 | 86610.5 | 4811.6944 | 81798.8056 | 0 | 2405.8472 | 86610.5 | [12 empty] | 86610.5 | 2405.8472 |  | 2405.8472 | [23 empty] | 4811.6944 | 36 | 3 | Equipment acquired for specific research projects | UC - costs was removed to uncomm.IE | N |  | N |  | N |  | N |  | N | <£100k | 0
R1084 | 14-15 | 2015-07-01 | 2017-02-28 |  | Research | Research | Renishaw PLC | Renishaw | Raman spectrometer | Raman spectrometer | PSI | PSI | PSI | Prof. Ian Kinloch, x63615 | 1 Good | 1 State of art | 2 General purpose research | 0 | EPS | Materials | 1386673 | [5 empty] | y | Yes | 2016-07-01 | confirmed by signed year-end verification form | as per Jun'16 verification exercise for FY15-16 YrEnd | R113099 | R113099 | 9011 | R113099 | 6520 | 9013 | 01 | 71936.4 | 49219.6421 | 22716.7579 | 0 | 3786.1263 | 71936.4 | [12 empty] | 71936.4 | 45433.5158 |  | 3786.1263 | [23 empty] | 49219.6421 | 20 | 2 | Does not match Policy. Check | UEL end dates coincide with the research grant end date, and this may not match the policy | N |  | N |  | N |  | N |  | Y | <£100k | 5 | 08.07.16: UEL amended as per Jun16 FAR reviews by EPS
R1085 | 14-15 | 2015-05-01 | 2019-11-01 |  | Research | Research | Tecan | Custom item | Robotics system for automated SELEX | A robotics system to generate RNA aptamers using an automated systematic evolution of ligands by exponential enrichment (SELEX) process. Each SELEX cycle consists of a ligand-binding reaction, separation/purification of ligand-bound RNA apatamers, reverse transcriptase (RT)-PCR reactions and an in vitro transcription reaction. | MIB (John Garside Building) Floor 1 laboratories (1.0XXX) | MIB (John Garside Building) Floor 1 laboratories (1.0XXX) | Dr. Helen Vincent | Prof. Nigel Scrutton | 1 Good | 1 State of art | 1 Dedicated to particular experiment | 0 | FLS | Manchester Institute of Biotechnology | 1347668 | SYNBIOCHEM |  |  |  |  | y | yes | 2015-05-01 | Sasha Windelinckx | verified during the interim yr-end | R117989 | R117989 | 9011 | R117989 | 6520 | 9013 | 01 | 182669.97 | 50741.6583 | 131928.3117 | 0 | 3382.7772 | 182669.97 | [12 empty] | 182669.97 | 47358.8811 |  | 3382.7772 | [23 empty] | 50741.6583 | 54 | 5 | Mainframe computers & propriety software | match to grant end date Nov'19 as agreed. | N |  | N |  | N |  | N |  | Y |  | 4 | 23.02.16: End of UEL amended in order to match the grant end date as agreed.
R1086 | 14-15 | 2015-05-01 | 2017-03-31 |  | Research | Research | ITW Limited t/a Instron |  | Hydraulic Grip 2.5mn side acting + Jaw faces |  | A Floor James Lighthill Building | James LightHill Building | Andrew Walker | Andrew Walker |  |  |  |  | EPS | Materials | 1275071 | [5 empty] | y | Yes | 2016-07-01 | confirmed by signed year-end verification form | as per Jun'16 verification exercise for FY15-16 YrEnd | R117335 | R117335 | 9011 | R117335 | 6520 | 9013 | 03 | 190980 | 130213.6364 | 60766.3636 | 0 | 8680.9091 | 190980 | [12 empty] | 190980 | 121532.7273 |  | 8680.9091 | [23 empty] | 130213.6364 | 23 | 2 | Does not match Policy. Check | 08.07.16: UEL amended as per Jun16 FAR reviews by EPS | N |  | N |  | N |  | N |  | Y |  | 10 | 08.07.16: UEL amended as per Jun16 FAR reviews by EPS
R1087 | 14-15 | 2015-06-01 | 2015-06-01 |  | Research | Research | Nikon |  | Nikon Eclipse LV100ND upright microscope with episcopic illumination | Nikon Eclipse LV100ND upright microscope with episcopic illumination | [8 empty] | EPS | National Graphene Institute | 1382202 | [5 empty] | y | yes | 2016-07-01 | Confirmed by Vikki Fellows with signed verification form | as per FY1516 YrEnd Verification & Impairments Exercise in Jul'16 | R115494 | R115494 | 9011 | R115494 | 6520 | 9013 | 01 | 67701.6 | 67701.6 | 0 | 0 | 0 | 67701.6 | [12 empty] | 67701.6 | 67701.6 |  | 0 | [23 empty] | 67701.6 | 1 | 0 | Does not match Policy. Check | Equipment for NGI - Grant end date was 31/3/15, so end of UEL date entered as commissioning date | N |  | Y | Equipment for NGI - Grant end date was 31/3/15, so end of UEL date entered as commissioning date | N |  | N |  | Y | <£100k | 12
R1088 | 14-15 | 2015-06-01 | 2015-06-01 |  | Research | Research | Nikon |  | Nikon Eclipse LV100ND upright microscope with episcopic & diascopic illumination and differential interference contrast | Nikon Eclipse LV100ND upright microscope with episcopic & diascopic illumination and differential interference contrast | [8 empty] | EPS | National Graphene Institute | 1382751 | [5 empty] | y | yes | 2016-07-01 | Confirmed by Vikki Fellows with signed verification form | as per FY1516 YrEnd Verification & Impairments Exercise in Jul'16 | R115494 | R115494 | 9011 | R115494 | 6520 | 9013 | 01 | 62107.56 | 62107.56 | 0 | 0 | 0 | 62107.56 | [12 empty] | 62107.56 | 62107.56 |  | 0 | [23 empty] | 62107.56 | 1 | 0 | Does not match Policy. Check | Equipment for NGI - Grant end date was 31/3/15, so end of UEL date entered as commissioning date | N |  | Y | Equipment for NGI - Grant end date was 31/3/15, so end of UEL date entered as commissioning date | N |  | N |  | Y | <£100k | 12
R1089 | 14-15 | 2015-06-01 | 2015-06-01 |  | Research | Research | Nikon |  | Nikon DS series microscope cameras | Nikon DS series microscope cameras | [8 empty] | EPS | National Graphene Institute | 1382908 | [5 empty] | y | yes | 2016-07-01 | Confirmed by Vikki Fellows with signed verification form | as per FY1516 YrEnd Verification & Impairments Exercise in Jul'16 | R115494 | R115494 | 9011 | R115494 | 6520 | 9013 | 01 | 90885.12 | 90885.12 | 0 | 0 | 0 | 90885.12 | [12 empty] | 90885.12 | 90885.12 |  | 0 | [23 empty] | 90885.12 | 1 | 0 | Does not match Policy. Check | Equipment for NGI - Grant end date was 31/3/15, so end of UEL date entered as commissioning date | N |  | Y | Equipment for NGI - Grant end date was 31/3/15, so end of UEL date entered as commissioning date | N |  | N |  | Y | <£100k | 12
R1090 | 14-15 | 2015-06-01 | 2015-06-01 |  | Research | Research | MBraun | Custom project-tailored system | System for handling and encapsulating air sensitive 2D materials in argon environment | allows to discover, handle and study new 2D materials that are sensitive to air |  |  | Roman Gorbachev | Roman Gorbachev | 1 Good | 1 State of art | 1 Dedicated to particular experiment | 0 | EPS | National Graphene Institute | 1319288 | Initial part of a two part system. | 1D3 | 1. Process Equipment – Physical | D. Controlled Environment | 3. Glove Box | y | yes | 2016-07-01 | Confirmed by Vikki Fellows with signed verification form | as per FY1516 YrEnd Verification & Impairments Exercise in Jul'16 | R115494 | R115494 | 9011 | R115494 | 6520 | 9013 | 01 | 180982.39 | 180982.39 | 0 | 0 | 0 | 180982.39 | [12 empty] | 180982.39 | 180982.39 |  | 0 | [23 empty] | 180982.39 | 1 | 0 | Does not match Policy. Check | Equipment for NGI - Grant end date was 31/3/15, so end of UEL date entered as commissioning date | N |  | Y | Equipment for NGI - Grant end date was 31/3/15, so end of UEL date entered as commissioning date | N |  | N |  | Y | Action | 1
R1091 | 14-15 | 2015-06-01 | 2015-06-01 |  | Research | Research |  |  | Deep Reactive Ion Etch Systems (x2 systems) | Deep Reactive Ion Etch Systems (x2 systems) | [8 empty] | EPS | National Graphene Institute | 1288205 % 1297629 | [5 empty] | y | yes | 2016-07-01 | Confirmed by Vikki Fellows with signed verification form | as per FY1516 YrEnd Verification & Impairments Exercise in Jul'16 | R115494 | R115494 | 9011 | R115494 | 6520 | 9013 | 01 | 840382.8 | 840382.8 | 0 | 0 | 0 | 840382.8 | [12 empty] | 840382.8 | 840382.8 |  | 0 | [23 empty] | 840382.8 | 1 | 0 | Does not match Policy. Check | Equipment for NGI - Grant end date was 31/3/15, so end of UEL date entered as commissioning date | N |  | Y | Equipment for NGI - Grant end date was 31/3/15, so end of UEL date entered as commissioning date | N |  | N |  | Y | Action | 12
R1092 | 14-15 | 2015-06-01 | 2015-06-01 |  | Research | Research | M-Solv Limited | MSV101 | Femtosecond laser micromachining system | Micro-machining of a wide range of materials (metals, ceramics, polymers etc) | NGI Building | NGI Building | Dr. Peter Blake | Dr. Peter Blake | 1 Good | 1 State of art | 2 General purpose research | 0 | EPS | National Graphene Institute | 1365929 | Part of the fabrication facility of the National Graphene Institute | 1B4 | 1. Process Equipment – Physical | B. Lithography | 4. Laser (Direct-Write) | y | yes | 2016-07-01 | Confirmed by Vikki Fellows with signed verification form | as per FY1516 YrEnd Verification & Impairments Exercise in Jul'16 | R115494 | R115494 | 9011 | R115494 | 6520 | 9013 | 01 | 360000 | 360000 | 0 | 0 | 0 | 360000 | [12 empty] | 360000 | 360000 |  | 0 | [23 empty] | 360000 | 1 | 0 | Does not match Policy. Check | Equipment for NGI - Grant end date was 31/3/15, so end of UEL date entered as commissioning date | N |  | Y | Equipment for NGI - Grant end date was 31/3/15, so end of UEL date entered as commissioning date | N |  | N |  | Y | Action | 0
R1093 | 14-15 | 2015-06-01 | 2015-06-01 |  | Research | Research |  |  | Oxford Instruments HelioxVL He3 Insert | Cryogenic measurement (eg capacitance) of 2D materials | Schuster Building 2nd Floor labs | Schuster Building 2nd Floor labs | Schuster Building 2nd Floor labs | Prof Kostya Novoselov | 1 Good | 1 State of art | 1 Dedicated to particular experiment |  | EPS | National Graphene Institute | 1311656 | [5 empty] | y | yes | 2016-07-01 | Confirmed by Vikki Fellows with signed verification form | as per FY1516 YrEnd Verification & Impairments Exercise in Jul'16 | R115494 | R115494 | 9011 | R115494 | 6520 | 9013 | 01 | 32284.8 | 32284.8 | 0 | 0 | 0 | 32284.8 | [12 empty] | 32284.8 | 32284.8 |  | 0 | [23 empty] | 32284.8 | 1 | 0 | Does not match Policy. Check | Equipment for NGI - Grant end date was 31/3/15, so end of UEL date entered as commissioning date | N |  | Y | Equipment for NGI - Grant end date was 31/3/15, so end of UEL date entered as commissioning date | N |  | N |  | Y | <£100k | 8
R1094 | 14-15 | 2015-06-01 | 2015-06-01 |  | Research | Research | MBraun | Custom project-tailored system | System for creating layered heterostructures form air sensitive 2D materials in argon environment | allows to combine, manipulate and study new 2D materials in order to achieve new electronic devices |  |  | Roman Gorbachev | Roman Gorbachev | 1 Good | 1 State of art | 1 Dedicated to particular experiment |  | EPS | National Graphene Institute | 1324971 | [5 empty] | y | yes | 2016-07-01 | Confirmed by Vikki Fellows with signed verification form | as per FY1516 YrEnd Verification & Impairments Exercise in Jul'16 | R115494 | R115494 | 9011 | R115494 | 6520 | 9013 | 01 | 41878.28 | 41878.28 | 0 | 0 | 0 | 41878.28 | [12 empty] | 41878.28 | 41878.28 |  | 0 | [23 empty] | 41878.28 | 1 | 0 | Does not match Policy. Check | Equipment for NGI - Grant end date was 31/3/15, so end of UEL date entered as commissioning date | N |  | Y | Equipment for NGI - Grant end date was 31/3/15, so end of UEL date entered as commissioning date | N |  | N |  | Y | <£100k | 7
R1095 | 14-15 | 2015-06-01 | 2015-06-01 |  | Research | Research | M-Solv Limited | MSV101 | Femtosecond laser micromachining system | Micro-machining of a wide range of materials (metals, ceramics, polymers etc) | NGI Building | NGI Building | NGI Building | Dr. Peter Blake | 1 Good | 1 State of art | 2 General purpose research | 0 | EPS | National Graphene Institute | 1382171 | [5 empty] | y | yes | 2016-07-01 | Confirmed by Vikki Fellows with signed verification form | as per FY1516 YrEnd Verification & Impairments Exercise in Jul'16 | R115494 | R115494 | 9011 | R115494 | 6520 | 9013 | 01 | 66000 | 66000 | 0 | 0 | 0 | 66000 | [12 empty] | 66000 | 66000 |  | 0 | [23 empty] | 66000 | 1 | 0 | Does not match Policy. Check | Equipment for NGI - Grant end date was 31/3/15, so end of UEL date entered as commissioning date | N |  | Y | Equipment for NGI - Grant end date was 31/3/15, so end of UEL date entered as commissioning date | N |  | N |  | Y | <£100k | 5
R1096 | 14-15 | 2015-06-01 | 2015-06-01 |  | Research | Research | Oxford Instruments Plasma Technology | PlasmaPro 100/1 PECVD & 100 HDPECVD 180 | Plasma Enhanced Chemical Vapour Deposition System x 2 | Allows the deposition of thin dielectric films such as silicon nitride and silicon dioxide at lower temperatures on 2D materials. These layers can be used for passivation or insulation. They can also be used as the starting substrate for device fabrication where control of thickness is vital for optical observation of 2D flakes. | NGI Building | NGI Building | Dr Ernie Hill | Prof Novoselov | 1 Good | 1 State of art | 1 Dedicated to particular experiment | 0 | EPS | National Graphene Institute | 1343045 | Part of NGI (http://www.graphene.manchester.ac.uk/) | 1A5 | 1. Process Equipment – Physical | A. Thin Film Deposition | 5. Chemical Vapour Deposition | y | yes | 2016-07-01 | Confirmed by Vikki Fellows with signed verification form | as per FY1516 YrEnd Verification & Impairments Exercise in Jul'16 | R115494 | R115494 | 9011 | R115494 | 6520 | 9013 | 01 | 726124.8 | 726124.8 | 0 | 0 | 0 | 726124.8 | [12 empty] | 726124.8 | 726124.8 |  | 0 | [23 empty] | 726124.8 | 1 | 0 | Does not match Policy. Check | Equipment for NGI - Grant end date was 31/3/15, so end of UEL date entered as commissioning date | N |  | Y | Equipment for NGI - Grant end date was 31/3/15, so end of UEL date entered as commissioning date | N |  | N |  | Y | Action | 0
R1097 | 14-15 | 2015-06-01 | 2015-06-01 |  | Research | Research | Picosun | R200 | Plasma Enhanced Atomic Layer Deposition System | This system produces thin film layers with atomic precision. These are usually insulating layers in transistor stacks where the surface must be very smooth. | NGI Cleanroom | NGI Cleanroom | NGI Cleanroom | Dr Ernie Hill | 1 Good | 1 State of art | 1 Dedicated to particular experiment | 0 | EPS | National Graphene Institute | 1306785 | Yes. http://www.graphene.manchester.ac.uk/ | A5 | A5 | A5 | A5 | y | yes | 2016-07-01 | Confirmed by Vikki Fellows with signed verification form | as per FY1516 YrEnd Verification & Impairments Exercise in Jul'16 | R115494 | R115494 | 9011 | R115494 | 6520 | 9013 | 01 | 387670.8 | 387670.8 | 0 | 0 | 0 | 387670.8 | [12 empty] | 387670.8 | 387670.8 |  | 0 | [23 empty] | 387670.8 | 1 | 0 | Does not match Policy. Check | Equipment for NGI - Grant end date was 31/3/15, so end of UEL date entered as commissioning date | N |  | Y | Equipment for NGI - Grant end date was 31/3/15, so end of UEL date entered as commissioning date | N |  | N |  | Y | Action | 0
R1098 | 14-15 | 2015-06-01 | 2015-06-01 |  | Research | Research |  |  | S18/20/52/13 Magnet with Heliox VL System | S18/20/52/13 Magnet with Heliox VL System | [8 empty] | EPS | National Graphene Institute | 1306300 | [5 empty] | y | yes | 2016-07-01 | Confirmed by Vikki Fellows with signed verification form | as per FY1516 YrEnd Verification & Impairments Exercise in Jul'16 | R115494 | R115494 | 9011 | R115494 | 6520 | 9013 | 01 | 245050.03 | 245050.03 | 0 | 0 | 0 | 245050.03 | [12 empty] | 245050.03 | 245050.03 |  | 0 | [23 empty] | 245050.03 | 1 | 0 | Does not match Policy. Check | Equipment for NGI - Grant end date was 31/3/15, so end of UEL date entered as commissioning date | N |  | Y | Equipment for NGI - Grant end date was 31/3/15, so end of UEL date entered as commissioning date | N |  | N |  | Y | Action | 12
R1099 | 14-15 | 2015-07-01 | 2019-10-01 |  | Research | Research | Princeton Instruments | PYR-1024-17/PYL-100BRX/CCD-UNCHRM/ARC-SP-2560/ARC-SH-SP/FC-446-021-U/i1-060-1600-P/i1-060-300-P/LF-ACQ/INTCAL | CCD spectrometer system for high sensitivity and broad wavelength range spectroscopy | detection of very weak photoluminescence signals will be measured from one atom thick structures. The peculiarity of the system allows the CCD cameras to be cooled by liquid Nitrogen to much lower temperatures than alternative CCDs offered on the market. The low temperature is vital to minimize the dark noise CCD counts and therefore offers a superior sensitivity of the detected signal | 0 |  | Dmytro Kundis | Prof Kosty Novoselov | 1 Good | 1 State of art | 1 Dedicated to particular experiment | 0 | EPS | Physics and Astronomy | 1395394 | n/a | 3A4 | 3. Materials Characterisation | A. Spectroscopy | 4. Optical | n |  |  |  |  | R116606 | R116606 | 9011 | R116606 | 6520 | 9013 | 05 | 86607.36 | 22076.3859 | 64530.9741 | 0 | 1698.1835 | 86607.36 | [12 empty] | 86607.36 | 20378.2024 |  | 1698.1835 | [23 empty] | 22076.3859 | 51 | 4 | Motor vehicles and other general equipment | as per grant end date 10.2019 | N |  | N |  | N |  | N |  | N | <£100k | 0 | 20.01.16: amended Policy narrative due to inappropriate information was copied.
R1100 | 15-16 | 2015-08-01 | 2018-08-01 |  | Research | Research | Illumina | NextSeq500 | NextSeq500 | DNA sequencing | Paterson Building, RS79 |  | Ged Brady | Ged Brady | 1 Good | 1 State of art | 2 General purpose research | 0 | MHS | Institute of Human Development | 1407131/1447608 | no | 4F3 | 4. Sample Measurement/Analysis | F. Proteins/Nucleic Acids | 3. Sequencers | y | Yes | Sep'15 | Sophie Cheetham | email confirmation rec'd on 09.09.15 | R117914 | R117914 | 9011 | R117914 | 6520 | 9013 | 01 | 230895.62 | 76965.2067 | 153930.4133 | 0 | 6413.7672 | 230895.62 | [12 empty] | 230895.62 | 70551.4394 |  | 6413.7672 | [23 empty] | 76965.2067 | 36 | 3 | Equipment acquired for specific research projects | grant end date - March'2020 | N |  | N |  | N |  | N |  | Y |  | 0 | 1)grant end date 31.03.16 as per equipment form; 2) 09.10.15 End of UEL amended to the actual grant end date as per Oracle report; 3)09.10.15: ownership amended to MHS from FLS as confrimed by Sasha via email due to grant owner retirement. 19.02.16: End of UEL updated to 3 yrs as per Julie Thomson in MHS instructed.
R1101 | 15-16 | 2015-08-01 | 2020-03-31 |  | Research | Research |  |  | SolsTiS Ti:Sa Laser |  | CERN | [7 empty] | EPS | Physics and Astronomy | 1414426 | [5 empty] | y | Yes, but by the academic staff involved at CERN. | Oct'15 | academic staff at CERN | email received on 06.10.15 and confirmed that 'a physical verification has not been possible as this asset is based at CERN. The academic involved has confirmed delivery to CERN and commissioning in August 2015' by Jon Masterson | R118363 | R118363 | 9011 | R118363 | 6520 | 9013 | 05 | 162597.6 | 35475.84 | 127121.76 | 0 | 2956.32 | 162597.6 | [12 empty] | 162597.6 | 32519.52 |  | 2956.32 | [23 empty] | 35475.84 | 56 | 5 | Mainframe computers & propriety software | grant end date - 31-JAN-2020 | N |  | N |  | N |  | N |  | Y |  | 12 | 08.07.16: UEL amended as per Jun16 FAR reviews by EPS
R1102 | 15-16 | 2015-08-14 | 2019-11-01 |  | Part Funded | Research | Newport Spectra-Physics | Sostice Ace / TOPAS Prime x2 / TOPAS UV2 x2 / TOPAS NDFG1 | Ultrafast Systems -Helios IR Transient Abosorption | Produces laser light at 1 kHz, 90 fs pulses, 6 mJ and also generates UV to mid-IR light from OPAs | Manchester Institute of Biotechnology, room LG044 | Manchester Institute of Biotechnology, | Dr Samantha Hardman | Prof. Nigel Scrutton | 1 Good | 1 State of art | 1 Dedicated to particular experiment | 0 | FLS | Manchester Institute of Biotechnology | 1345919 | Yes - http://www.mib.ac.uk/research/facilities/biophysics/ | 4D7 | 4. Sample Measurement/Analysis | D. Laser | 7. Femtosecond | y | Yes | 2015-09-02 | Sophie Cheetham | confirmed via Sep'15 FLS capital equip.review | R117989 | R117989 | 9011 | R117989 | 6520 | 9013 | 01 | 139994.15 | 32939.8 | 107054.35 | 0 | 2744.9833 | 139994.15 | [12 empty] | 139994.15 | 30194.8167 |  | 2744.9833 | [23 empty] | 32939.8 | 51 | 4 | Motor vehicles and other general equipment | match to grant end date Nov'19 as agreed. | N |  | N |  | N |  | N |  | Y |  | 0
R1102 | 15-16 | 2015-08-14 | 2018-08-01 |  | Part Funded | University Funded | Newport Spectra-Physics | Sostice Ace / TOPAS Prime x2 / TOPAS UV2 x2 / TOPAS NDFG1 | Ultrafast Systems -Helios IR Transient Abosorption | Produces laser light at 1 kHz, 90 fs pulses, 6 mJ and also generates UV to mid-IR light from OPAs | Manchester Institute of Biotechnology, room LG044 | Manchester Institute of Biotechnology, | Dr Samantha Hardman | Prof. Nigel Scrutton | 1 Good | 1 State of art | 1 Dedicated to particular experiment | 0 | FLS | Manchester Institute of Biotechnology | 1345919 | Yes - http://www.mib.ac.uk/research/facilities/biophysics/ | 4D7 | 4. Sample Measurement/Analysis | D. Laser | 7. Femtosecond | y | Yes | 2015-09-02 | Sophie Cheetham | confirmed via Sep'15 FLS capital equip.review | AA10689 | AA10689 | 9011 | AA10689 | 6522 | 9013 | 00 | 40000 | 13333.3333 | 26666.6667 | 0 | 1111.1111 | 40000 | [12 empty] | 40000 | 12222.2222 |  | 1111.1111 | [23 empty] | 13333.3333 | 36 | 3 | Equipment acquired for specific research projects | match to grant end date Nov'19 as agreed. | N |  | N |  | N |  | N |  | Y |  | 0
R1103 | 15-16 | 2015-08-14 | 2019-11-01 |  | Research | Research |  |  | AGILENT - Agilent2014/953/UHPLC-IMSMS/NS/PB | AGILENT - Agilent2014/953/UHPLC-IMSMS/NS/PB | MIB |  | Prof. Nigel Scrutton. | Prof. Nigel Scrutton. |  |  |  |  | FLS | Manchester Institute of Biotechnology | 1345920 | [5 empty] | y | Yes | 2015-09-02 | Sophie Cheetham | confirmed via Sep'15 FLS capital equip.review | R117989 | R117989 | 9011 | R117989 | 6520 | 9013 | 01 | 352957.36 | 83048.7906 | 269908.5694 | 0 | 6920.7325 | 352957.36 | [12 empty] | 352957.36 | 76128.058 |  | 6920.7325 | [23 empty] | 83048.7906 | 51 | 4 | Motor vehicles and other general equipment | match to grant end date Nov'19 as agreed. | N |  | N |  | N |  | N |  | Y |  | 11
R1104 | 15-16 | 2015-09-11 | 2017-05-01 |  | Part Funded | Research | Zeiss | LSM880 | Confocal microscope | Microscopy | Michael Smith B3024 |  | Dr David Spiller | Prof Michael White | 1 Good | 1 State of art | 2 General purpose research | 0 | FLS | Life Sciences | 1399177 | Systems Microscopy Centre (http://www.systemsmicroscopycentre.ls.manchester.ac.uk/) | 4E5 | 4. Sample Measurement/Analysis | E. Optical | 5. High Resolution Imaging | y | Yes | 2015-11-20 | Sophie Cheetham | confirmed via email on 25.11.15 | R115843 | R115843 | 9011 | R115843 | 6520 | 9013 | 01 | 182793 | 100536.15 | 82256.85 | 0 | 9139.65 | 182793 | [12 empty] | 182793 | 91396.5 |  | 9139.65 | [23 empty] | 100536.15 | 20 | 2 | Does not match Policy. Check | grant end date - 31-MAY-2017 | N |  | N |  | N |  | N |  | Y |  | 0
R1104 | 15-16 | 2015-09-11 | 2017-05-01 |  | Part Funded | University Funded | Zeiss | LSM880 | Confocal microscope | Microscopy | Michael Smith B3024 |  | Dr David Spiller | Prof Michael White | 1 Good | 1 State of art | 2 General purpose research | 0 | FLS | Life Sciences | 1399177 | Systems Microscopy Centre (http://www.systemsmicroscopycentre.ls.manchester.ac.uk/) | 4E5 | 4. Sample Measurement/Analysis | E. Optical | 5. High Resolution Imaging | y | Yes | 2015-11-20 | Sophie Cheetham | confirmed via email on 25.11.15 | AA10689 | AA10689 | 9011 | AA10689 | 6522 | 9013 | 00 | 186827 | 102754.85 | 84072.15 | 0 | 9341.35 | 186827 | [12 empty] | 186827 | 93413.5 |  | 9341.35 | [23 empty] | 102754.85 | 20 | 2 | Does not match Policy. Check | Part funded asset, UEL set to match the research grant end date - 31-MAY-2017 | N |  | N |  | N |  | N |  | Y |  | 0
R1105 | 15-16 | 2015-09-17 | 2018-09-01 |  | Research | Research | Zeiss | 3 Andor cameras - Back illuminated 512x512 EMCCD, Back illuminated 512x512 EMCCD (ex demo), Back illuminated 128x128 EMCCD, PCI Express controller card & cable. | 3 Andor cameras - Back illuminated 512x512 EMCCD, Back illuminated 512x512 EMCCD (ex demo), Back illuminated 128x128 EMCCD, PCI Express controller card & cable. | 3 Andor cameras - Back illuminated 512x512 EMCCD, Back illuminated 512x512 EMCCD (ex demo), Back illuminated 128x128 EMCCD, PCI Express controller card & cable. | B3202, Michael Smith building |  | Dr David Spiller | Prof Michael White | 1 Good | 1 State of art | 2 General purpose research | 0 | MHS | Institute of Human Development | 1413743 | Single Cell Facility - Systems Microscopy Centre (http://www.systemsmicroscopycentre.ls.manchester.ac.uk/) | 4E5 | 4. Sample Measurement/Analysis | E. Optical | 5. High Resolution Imaging | y |  |  |  |  | R117914 | R117914 | 9011 | R117914 | 6520 | 9013 | 01 | 50000 | 15277.7778 | 34722.2222 | 0 | 1388.8889 | 50000 | [12 empty] | 50000 | 13888.8889 |  | 1388.8889 | [23 empty] | 15277.7778 | 35 | 3 | Equipment acquired for specific research projects | grant end date 31.03.20 | N |  | N |  | N |  | N |  | N | <£100k | 0 | 09.10.15: ownership amended to MHS from FLS as confrimed by Sasha via email due to grant owner retirement. 19.02.16: End of UEL updated to 3 yrs as per JT in MHS instructed.
R1106 | 15-16 | 2015-09-11 | 2018-09-01 |  | Research | Research | Zeiss | AxioObserver A1 and a reconditioned AxioOberver D1 to upgrade an Axiovert 100. | AxioObserver A1 and a reconditioned AxioOberver D1 to upgrade an Axiovert 100. | AxioObserver A1 for luminescence and a reconditioned AxioOberver D1 to upgrade an Axiovert 100 to Luminescence. | B3202, Michael Smith building |  | Dr David Spiller | Prof Michael White | 1 Good | 1 State of art | 2 General purpose research | 0 | MHS | Institute of Human Development | 1412583 | Single Cell Facility - Systems Microscopy Centre (http://www.systemsmicroscopycentre.ls.manchester.ac.uk/) | 4E5 | 4. Sample Measurement/Analysis | E. Optical | 5. High Resolution Imaging | y |  |  |  |  | R117914 | R117914 | 9011 | R117914 | 6520 | 9013 | 01 | 96915 | 29612.9167 | 67302.0833 | 0 | 2692.0833 | 96915 | [12 empty] | 96915 | 26920.8333 |  | 2692.0833 | [23 empty] | 29612.9167 | 36 | 3 | Equipment acquired for specific research projects | grant end date 31.03.20 | N |  | N |  | N |  | N |  | N | <£100k | 0 | 09.10.15: ownership amended to MHS from FLS as confrimed by Sasha via email due to grant owner retirement. 19.02.16: End of UEL updated to 3 yrs as per JT in MHS instructed.
R1107 | 15-16 | 2015-09-11 | 2018-09-01 |  | Research | Research | Zeiss | Lightsheet z1 | Lightsheet z1 | Uses light sheet (SPIM) technology for 4D illumination of cells and tissues | Smith Building, Room B.3088 |  | Dr David Spiller | David Ray | 1 Good | 1 State of art | 2 General purpose research | 0 | MHS | Institute of Human Development | 1403372 | Single Cell Facility - Systems Microscopy Centre (http://www.systemsmicroscopycentre.ls.manchester.ac.uk/) | 4E5 | 4. Sample Measurement/Analysis | E. Optical | 5. High Resolution Imaging | y | Yes | 2015-10-13 | Rachael Theodoulou confirmed via email sent 14.10.15 |  | R117914 | R117914 | 9011 | R117914 | 6520 | 9013 | 01 | 466000 | 142388.8889 | 323611.1111 | 0 | 12944.4444 | 466000 | [12 empty] | 466000 | 129444.4444 |  | 12944.4444 | [23 empty] | 142388.8889 | 36 | 3 | Equipment acquired for specific research projects | grant end date 31.03.20 | N |  | N |  | N |  | N |  | Y |  | 0 | 1)as per 02.10.15 FLS capital equip.review, the ownership of this asset should be MHS. 2)19.02.16: End of UEL updated to 3 yrs as per JT in MHS instructed.
R1108 | 15-16 | 2015-10-20 | 2018-10-01 |  | Research | Research | Zeiss | LSM880 | a) Confocal microscope | Microscopy | B3202, Michael Smith building |  | Dr David Spiller | Prof Michael White | 1 Good | 1 State of art | 2 General purpose research | 0 | MHS | Institute of Human Development | 1397848 | Single Cell Facility - Systems Microscopy Centre (http://www.systemsmicroscopycentre.ls.manchester.ac.uk/) | 4E5 | 4. Sample Measurement/Analysis | E. Optical | 5. High Resolution Imaging | y | Yes | 2015-10-13 | Rachael Theodoulou confirmed via email sent 14.10.15 |  | R117914 | R117914 | 9011 | R117914 | 6520 | 9013 | 01 | 406556.42 | 112932.3389 | 293624.0811 | 0 | 11293.2339 | 406556.42 | [12 empty] | 406556.42 | 101639.105 |  | 11293.2339 | [23 empty] | 112932.3389 | 35 | 3 | Equipment acquired for specific research projects | grant end date 31.03.20 | N |  | N |  | N |  | N |  | Y |  | 0 | 1)as per 02.10.15 FLS capital equip.review, the ownership of this asset should be MHS. 2)19.02.16: End of UEL updated to 3 yrs as per JT in MHS instructed.
R1108 | 15-16 | 2015-10-20 | 2018-10-01 |  | Research | Research | Zeiss | LSM780 | b) Confocal Microscope - Inverted Microscope | Microscopy | B3202, Michael Smith building |  | Dr David Spiller | Prof Michael White | 1 Good | 1 State of art | 2 General purpose research | 0 | MHS | Institute of Human Development | 1397848 | Single Cell Facility - Systems Microscopy Centre (http://www.systemsmicroscopycentre.ls.manchester.ac.uk/) | 4E5 | 4. Sample Measurement/Analysis | E. Optical | 5. High Resolution Imaging | y | Yes | 2015-10-13 | Rachael Theodoulou confirmed via email sent 14.10.15 |  | R117914 | R117914 | 9011 | R117914 | 6520 | 9013 | 01 | 101000 | 28055.5556 | 72944.4444 | 0 | 2805.5556 | 101000 | [12 empty] | 101000 | 25250 |  | 2805.5556 | [23 empty] | 28055.5556 | 35 | 3 | Equipment acquired for specific research projects | grant end date 31.03.20 | N |  | N |  | N |  | N |  | Y |  | 0 | 1)as per 02.10.15 FLS capital equip.review, the ownership of this asset should be MHS. 2)19.02.16: End of UEL updated to 3 yrs as per JT in MHS instructed.
R1109 | 15-16 | 2015-09-11 | 2019-11-01 |  | Research | Research | Thermo Fisher Scientific | Q-Exactive Plus system with HESI probe | UHPLC-MSMS Q-Exactive | UHPLC-MSMS Q-Exactive | MIB (John Garside Building) Floor 1 laboratories (1.0XXX) |  | Cunyu Yan | Prof. Nigel Scrutton | 1 Good | 1 State of art | 1 Dedicated to particular experiment | 0 | FLS | MIB (John Garside Building) Floor 1 laboratories | 1380187 | SYNBIOCHEM | 3B3 | 3. Materials Characterisation | B. Spectrometry | 3. Mass Spectrometry | y | Yes | 2015-11-04 | Sophie Cheetham |  | R117989 | R117989 | 9011 | R117989 | 6520 | 9013 | 01 | 422279.52 | 92901.4944 | 329378.0256 | 0 | 8445.5904 | 422279.52 | [12 empty] | 422279.52 | 84455.904 |  | 8445.5904 | [23 empty] | 92901.4944 | 50 | 4 | Motor vehicles and other general equipment | match to grant end date Nov'19 as agreed. | N |  | N |  | N |  | N |  | Y |  | 0
R1110 | 15-16 | 2015-10-01 | 2018-10-01 |  | Research | Research | Newport Spectra-Physics Ltd. | Mai Tai system (MP laser) | Mai Tai system (MP laser) | Laser, chiller, rack kit and control software. | B3202, Michael Smith building |  | Dr David Spiller | David Ray | 1 Good | 1 State of art | 1 Dedicated to particular experiment | 0 | MHS | Institute of Human Development | 1420137/1436683 | Single Cell Facility - Systems Microscopy Centre (http://www.systemsmicroscopycentre.ls.manchester.ac.uk/) | 4E5 | 4. Sample Measurement/Analysis | E. Optical | 5. High Resolution Imaging | y | Yes | 2015-10-23 | Rachael Theodoulou | confirmed via email sent 20.11.15 | R117914 | R117914 | 9011 | R117914 | 6520 | 9013 | 01 | 118885 | 33023.6111 | 85861.3889 | 0 | 3302.3611 | 118885 | [12 empty] | 118885 | 29721.25 |  | 3302.3611 | [23 empty] | 33023.6111 | 36 | 3 | Equipment acquired for specific research projects | grant end date 31.03.20 | N |  | N |  | N |  | N |  | Y |  | 0 | 19.02.16: End of UEL updated to 3 yrs as per JT in MHS instructed.
R1111 | 15-16 | 2015-10-20 | 2016-03-31 |  | Research | Research | BioRad | QX200 | QX200 Digital PCR System | Mutation detection and quantification | Room RG3, Paterson Building |  | Wolfgang Breitweiser | Stuart Pepper | 1 Good | 1 State of art | 2 General purpose research | 0 | MHS | CRUK Manchester Institute | 1439868 | No | 4F2 | 4. Sample Measurement/Analysis | F. Proteins/Nucleic Acids | 2. PCR | y | Yes | 2015-11-11 | MHS | confirmed by Rachael Theodoulou via email 20.11.15 | R118416 | R118416 | 9011 | R118416 | 6520 | 9013 | 31 | 91995 | 91995 | 0 | 0 | 0 | 91995 | [12 empty] | 91995 | 91995 |  | 0 | [23 empty] | 91995 | 5 | 0 | Does not match Policy. Check | grant end date 31.03.16 | N |  | N |  | N |  | N |  | Y |  | 0
R1112 | 15-16 | 2015-10-01 | 2019-04-30 |  | Part Funded | Research | Aerodyne Research Inc | ACSM (Quadrupole Version) | a) Aerosol Chemical Speciation Monitor (ACSM) | Provides on-line chemically speciated mass loadings for non-refractory aerosol species | Simon 1.05 to begin but mobile and will be deployed in India |  | Hugh Coe | Hugh Coe | 1 Good | 2 Good | 2 General purpose research | 0 | EPS | SEAES | 1414861 | no | 3B3 | 3. Materials Characterisation | B. Spectrometry | 3. Mass Spectrometry | y | yes | 2016-07-01 | Confirmed by Vikki Fellows with signed verification form | as per FY1516 YrEnd Verification & Impairments Exercise in Jul'16 | R117326 | R117326 | 9011 | R117326 | 6520 | 9013 | 01 | 103916.35 | 24741.9881 | 79174.3619 | 0 | 2474.1988 | 103916.35 | [12 empty] | 103916.35 | 22267.7893 |  | 2474.1988 | [23 empty] | 24741.9881 | 43 | 4 | Motor vehicles and other general equipment | grant end date 31.03.16 | N |  | N |  | N |  | N |  | Y |  | 0 | 08.07.16: UEL amended as per Jun16 FAR reviews by EPS
R1112 | 15-16 | 2016-05-01 | 2019-05-01 |  | Part Funded | University Funded | Aerodyne Research Inc |  | b) Isotope Analyser | Provides on-line chemically speciated mass loadings for non-refractory aerosol species | N/A |  | Hugh Coe | Hugh Coe | 1 Good | 2 Good | 2 General purpose research | 0 | EPS | SEAES | PO1414861 & PO1547677 | no | 3B3 | 3. Materials Characterisation | B. Spectrometry | 3. Mass Spectrometry | y | yes | 2016-07-01 | Confirmed by Vikki Fellows with signed verification form | as per FY1516 YrEnd Verification & Impairments Exercise in Jul'16 | AA14289 | AA14289 | 9011 | AA14289 | 6522 | 9013 | 00 | 160619.99 | 13384.9992 | 147234.9908 | 0 | 4461.6664 | 160619.99 | [12 empty] | 160619.99 | 8923.3328 |  | 4461.6664 | [23 empty] | 13384.9992 | 36 | 3 | Equipment acquired for specific research projects | grant end date 31.03.16 | N |  | N |  | N |  | N |  | Y |  | 2 | 08.07.16: UEL amended as per Jun16 FAR reviews by EPS
R1113 | 15-16 | 2015-10-16 | 2015-10-31 |  | Research | Research | Ultrafast Systems | Helios-IR-MC | Helios-IR Transient Absorption Spectrometer | Measures time resolved (fs-ns) infra-red transient absorption spectra. | Manchester Institute of Biotechnology, room LG044 |  | Dr Samantha Hardman | Prof. Nigel Scrutton | 1 Good | 1 State of art | 1 Dedicated to particular experiment | 0 | FLS | MIB | 1348181/1432115 | Yes - http://www.mib.ac.uk/research/facilities/biophysics/ | 3A2 | 3. Materials Characterisation | A. Spectroscopy | 2. Infra-Red | y | Yes | 2015-11-04 | Sophie Cheetham |  | R117866 | R117866 | 9011 | R117866 | 6520 | 9013 | 01 | 144825.57 | 144825.57 | 0 | 0 | 0 | 144825.57 | [12 empty] | 144825.57 | 144825.57 |  | 0 | [23 empty] | 144825.57 | 1 | 0 | Does not match Policy. Check | grant end date 31.10.15 but only commissioned on 16.10.15 | N |  | N |  | N |  | N | grant end date 31.10.15 but only commissioned on 16.10.15 | Y |  | 0
R1114 | 15-16 | 2015-10-14 | 2019-11-01 |  | Part Funded | Research | INFORS UK | Multifors 2 | Multifors Bioreactors | Custom built Multifors parallel bioreactor required for SynBioChem | MIB (John Garside Building)1.0 |  | Neil Dixon | Rosalind Le feuvre | 1 Good | Parallel 6 x 1lt fermentation (MULTIFORS 2, 6 Vessels 230V Bacterial 1L WV) | Bacterial fermentation platform |  | FLS | MIB | 1410073 | SYNBIOCHEM Synthetic Biology Research Centre, MIB |  |  |  |  | Y | Yes | 2015-12-10 | Rachael Theodoulou | confirmed by Rachael Theodoulou via email 10.12.15 | R117989 | R117989 | 9011 | R117989 | 6520 | 9013 | 01 | 53700 | 10959.1837 | 42740.8163 | 0 | 1095.9184 | 53700 | [12 empty] | 53700 | 9863.2653 |  | 1095.9184 | [23 empty] | 10959.1837 | 49 | 4 | Motor vehicles and other general equipment | match to grant end date Nov'19 as agreed. | N |  | N |  | N |  | N |  | Y |  | 6
R1114 | 15-16 | 2015-10-14 | 2018-10-01 |  | Part Funded | University Funded | INFORS UK | Multifors 2 | Multifors Bioreactors | Custom built Multifors parallel bioreactor required for SynBioChem | MIB (John Garside Building)1.0 |  | Neil Dixon | Rosalind Le feuvre | 1 Good | Parallel 6 x 1lt fermentation (MULTIFORS 2, 6 Vessels 230V Bacterial 1L WV) | Bacterial fermentation platform |  | FLS | MIB | 1410073 | SYNBIOCHEM Synthetic Biology Research Centre, MIB |  |  |  |  | Y | Yes | 2015-12-10 | Rachael Theodoulou | confirmed by Rachael Theodoulou via email 10.12.15 | AA10689 | AA10689 | 9011 | AA10689 | 6522 | 9013 | 00 | 60000 | 16666.6667 | 43333.3333 | 0 | 1666.6667 | 60000 | [12 empty] | 60000 | 15000 |  | 1666.6667 | [23 empty] | 16666.6667 | 36 | 3 | Equipment acquired for specific research projects | match to grant end date Nov'19 as agreed. | N |  | N |  | N |  | N |  | Y |  | 6
R1115 | 15-16 | 2015-10-16 | 2019-11-01 |  | Research | Research | Sphere Fluidics | Picodroplet signle cell encapsulation, assay and isolation system. | Picodroplet signle cell encapsulation, assay and isolation system. | A semi-automated platform for the generation, fusion, assaying and sorting of picdroplets containing cells or biomolecules | MIB (John Garside Building)1.0 |  | Dr Rosalind Le Feuvre | Prof. Nigel Scrutton | 1 Good | A semi-automated platform for the generation, fusion, assaying and sorting of picdroplets containing cells or biomolecules | 1 Dedicated to particular experiment | 0 | FLS | MIB (John Garside Building) | 1378874 | SYNBIOCHEM | 4G5 | 4. Sample Measurement/Analysis | G. Bio-Medical | 5. Cells | y | Yes | 2015-11-04 | Sophie Cheetham |  | R117989 | R117989 | 9011 | R117989 | 6520 | 9013 | 01 | 270312 | 55165.7143 | 215146.2857 | 0 | 5516.5714 | 270312 | [12 empty] | 270312 | 49649.1429 |  | 5516.5714 | [23 empty] | 55165.7143 | 49 | 4 | Motor vehicles and other general equipment | match to grant end date Nov'19 as agreed. | N |  | N |  | N |  | N |  | Y |  | 0
R1116 | 15-16 | 2015-10-01 | 2018-10-01 |  | Research | Research | Merck Millipore | Image Stream-X MkII Imaging Cytometer | Image Stream-X MkII Imaging Cytometer | A microscopy based system for measuring individual cells in suspension | Michael Smith B.4072 initially, then AV Hill D.G.010 |  | Dr. G. Howell | Prof. C. Kielty | 1 Good | 1 State of art | 2 General purpose research | 0 | MHS | Institute of Human Development | 1395351 | Yes. Single Cell Research Centre (SCRC) | 3D7 | 3. Materials Characterisation | D. Optical Microscopy | 7. Fluorescence | y | Yes | 2015-12-10 | Rachael Theodoulou | confirmed by Rachael Theodoulou via email 10.12.15 | R117914 | R117914 | 9011 | R117914 | 6520 | 9013 | 01 | 0 | 0 | 0 | 0 | 0 | 0 | [12 empty] | 0 | 0 |  | 0 | [23 empty] | 0 | 36 | 3 | Equipment acquired for specific research projects | grant end date 31.03.20 | N |  | N |  | N |  | N |  | Y |  | 0 | 19.02.16: End of UEL updated to 3 yrs as per JT in MHS instructed.
R1117 | 15-16 | 2015-12-01 | 2016-07-08 |  | Research | Research | Fronius UK Ltd | CMT Twin Welding System configured as per Q85470 | CMT Twin Welding System | CMT is an advanced gas metal arc welding (GMAW) system which minimizes the overall heat input into the workpiece | MTRL (Manufacturing Technology Research Laboratory) |  | Matthew Roy | Professor Philip Prangnell | 1 Good | 1 State of art | 1. Dedicated to particular experiment | 0 | EPS | Materials | 1459990 | Part of Manufacturing Technology Research Laboratory Hybrid laser structure with Kuka Robots | 1H1 | 1. Process Equipment – Physical | H. Sample Manipulation | 1. Robot | y | Yes | 2016-07-01 | confirmed by signed year-end verification form | as per Jun'16 verification exercise for FY15-16 YrEnd | R111704 | R111704 | 9011 | R111704 | 6520 | 9013 | 01 | 65979.88 | 65979.88 | 0 | 0 | 0 | 65979.88 | [12 empty] | 65979.88 | 65979.88 |  | 0 | [23 empty] | 65979.88 | 7 | 1 | Does not match Policy. Check | Match to grant end date 08.07.2016 | N |  | N |  | N |  | N |  | Y | <£100k | 0
R1118 | 15-16 | 2015-12-01 | 2020-09-30 |  | Research | Research |  |  | Glycan System | [9 empty] | EPS | Chemistry | 1474100 | [5 empty] | y |  |  |  |  | R118450 | R118450 | 9011 | R118450 | 6520 | 9013 | 01 | 80303.42 | 11270.6554 | 69032.7646 | 0 | 1408.8319 | 80303.42 | [12 empty] | 80303.42 | 9861.8235 |  | 1408.8319 | [23 empty] | 11270.6554 | 58 | 5 | Mainframe computers & propriety software |  | N |  | N |  | N |  | N |  | N | <£100k | 13 | 08.07.16:UEL amendment as per Jun16 FAR review by EPS
R1119 | 15-16 | 2015-12-07 | 2018-12-01 |  | Research | Research | Olympus/MMI | IX83 with MMI CellCut | Olympus MMI Laser microdissection | Laser Microdissection System - Allows user to select small pieces of tissue and microdissect these away from the rest of the tissue using a laser cutter. The dissected pieces of tissue can then be used for downstream analysis. | B.1055, Michael Smith building | Michael Smith building | Michael Smith building | Dr Christoph Ballesterm | 1 Good | 1 State of art | 2 General purpose research | 0 | MHS | Institute of Human Development | 1439667 | Y - Single Cell Research Centre | 4E5 - High Resolution Imaging, 4G6 - Tissues | 4. Sample Measurement/Analysis | E. Optical / G. Biomedical | 5. High Resolution Imaging / 6. Tissues | y | yes | 2016-01-29 | Rachael Theodoulou | emailed received on 08.02.16 | R117914 | R117914 | 9011 | R117914 | 6520 | 9013 | 01 | 197547.15 | 43899.3667 | 153647.7833 | 0 | 5487.4208 | 197547.15 | [12 empty] | 197547.15 | 38411.9458 |  | 5487.4208 | [23 empty] | 43899.3667 | 36 | 3 | Equipment acquired for specific research projects |  | N |  | N |  | N |  | N |  | Y |  | 0
R1120 | 15-16 | 2016-01-06 | 2019-01-01 |  | Research | Research | 0 |  | Equipment for Option 1a Isilon Expansion, Option 1b installation and Option 3a Mellanox | N/A | N/A |  | F Marriage | D Ray | 1 Good | 1 State of art | 1 Dedicated to a particular experiment |  | MHS | Institute of Human Development | 1432286/various |  | 6A2 | 6. Infrastructure | A. IT | 2. Storage | y |  |  |  |  | R117914 | R117914 | 9011 | R117914 | 6520 | 9013 | 01 | 75000 | 14583.3333 | 60416.6667 | 0 | 2083.3333 | 75000 | [12 empty] | 75000 | 12500 |  | 2083.3333 | [23 empty] | 14583.3333 | 36 | 3 | Equipment acquired for specific research projects |  | N |  | N |  | N |  | N |  | N | <£100k | 3
R1121 | 15-16 | 2015-12-01 | 2018-12-01 |  | Research | Research | Fluidigm | Helios CyTOF Mass Cytometer | Helios CyTOF Mass Cytometer | Time of flight atomic mass cytometer for high speed acquisition of multiparametric single cell data | AV Hill D.G.010 | AV Hill D.Building | Dr G Howell | Prof C Kielty | 1 Good | 1 State of art | 1. Dedicated to particular experiment | 0 | MHS | Institute of Human Development | 1413702 | Yes. Single Cell Research Centre (SCRC) | 3B3 | 3. Materials Characterisation | B. Spectrometry | 3. Mass Spectrometry | y | yes | Mar'16 | Rachael Theodoulou | confirmed by email on 09.03.16 | R117914 | R117914 | 9011 | R117914 | 6520 | 9013 | 01 | 485677.15 | 107928.2556 | 377748.8944 | 0 | 13491.0319 | 485677.15 | [12 empty] | 485677.15 | 94437.2236 |  | 13491.0319 | [23 empty] | 107928.2556 | 36 | 3 | Equipment acquired for specific research projects |  | N |  | N |  | N |  | N |  | Y |  | 0
R1122 | 15-16 | 2016-03-01 | 2016-03-31 |  | Research | Research | Horiba UK Limited | Xplora +/ML | Xplora+/ML | Micro Raman Spectroscopy | Par/J1 | Pariser Building | Marc Schmidt | Tim Abram | 1 Good | 1 State of art | 1 Dedicated to particular experiment | 0 | EPS | MACE | 1504153 | Yes part of Dalton Cumbria NFCE http://www.dalton.manchester.ac.uk/news-and-events/?archive=twelvemonths&id=11294 Also in alliance with NNL | 6D3 | 6. Infrastructure | D. Laboratory | 3. Controlled Environment | y | yes | Apr'16 | Marc Schmidt | confirmed by email | R118575 | R118575 | 9011 | R118575 | 6520 | 9013 | 03 | 154558.86 | 154558.86 | 0 | 0 | 0 | 154558.86 | [12 empty] | 154558.86 | 154558.86 |  | 0 | [23 empty] | 154558.86 | 1 | 0 | Does not match Policy. Check | 08.07.16: UEL amended as per Jun16 FAR reviews by EPS | N |  | N |  | N |  | N |  | Y |  | 0 | 08.07.16: UEL amended as per Jun16 FAR review by EPS
R1123 | 15-16 | 2016-03-01 | 2020-08-31 |  | Research | Research | Bruker | 0 | Bruker AXS SAS | Used to measure the thickness of 2D Materials | Chemistry G.04 | Chemistry | Cinzia Casiraghi | Cinzia Casiraghi | 1 Good | 2 Good | Graphene | n/a | EPS | Chemistry | 1496949 | Yes | n/a | Materials Characterisation | Surface Probe Microscopy | Atomic Force | y | yes | 2016-04-14 | Lascell Nisbett | confirmed by email | R118856 | R118856 | 9011 | R118856 | 6520 | 9013 | 05 | 124750 | 11768.8679 | 112981.1321 | 0 | 2353.7736 | 124750 | [12 empty] | 124750 | 9415.0943 |  | 2353.7736 | [23 empty] | 11768.8679 | 54 | 5 | Mainframe computers & propriety software |  | N |  | N |  | N |  | N |  | Y |  | 0 | 08.07.16:UEL amendment as per Jun16 FAR review by EPS
R1124 | 15-16 | 2015-12-21 | 2018-12-01 |  | Research | Research | Cisco |  | CISCO UCS | IT server farm | IT server room, Paterson Building | IT server room, Paterson Building | Steve Royle | Stuart Pepper | 1 Good | 1 State of art | 2 General purpose research | 0 | MHS | CRUK Manchester Institute | 1390252 | CRUK MI IT Facility | 6A1 | 6. Infrastructure | A. IT | 1. Server | y | Yes | 2016-08-08 | confirmed by R.T | email rec'd on 08.08.16 | R118416 | R118416 | 9011 | R118416 | 6520 | 9013 | 31 | 165645.76 | 36810.1689 | 128835.5911 | 0 | 4601.2711 | 165645.76 | [12 empty] | 165645.76 | 32208.8978 |  | 4601.2711 | [23 empty] | 36810.1689 | 35 | 3 | Equipment acquired for specific research projects |  | N |  | N |  | N |  | N |  | Y |  | 1
R1125 | 15-16 | 2016-02-22 | 2019-02-01 |  | Research | Research | Qiagen | Qiasymphony SP | QIA Symphony Workstation | Automation of NGS sample prep | CEP Labs, Paterson Building | Paterson Building | Ged Brady | Ged Brady | 1 Good | 1 State of art | 1. Dedicated to particular experiment | 0 | MHS | Institute of Human Development | 1488004/1496088/1503429/1504178/1504187/1504791/1506277/1509257 | No | 1H1 | 1. Process Equipment – Physical | H. Sample Manipulation | 1. Robot | y | yes | 2016-07-01 | Rachael Theodoulou | confirmed by email on 06.07.16 | R117914 | R117914 | 9011 | R117914 | 6520 | 9013 | 01 | 161884 | 26980.6667 | 134903.3333 | 0 | 4496.7778 | 161884 | [12 empty] | 161884 | 22483.8889 |  | 4496.7778 | [23 empty] | 26980.6667 | 35 | 3 | Equipment acquired for specific research projects |  | N |  | N |  | N |  | N |  | Y |  | 0
R1126 | 15-16 | UC |  |  | Research | Research | ALS | Aviso CellCelector | Aviso CellCelector | Robotic collection of cells from culture plates | CEP Labs, Paterson Building | Paterson Building | Jon Tugwood | Jon Tugwood | 1 Good | 1 State of art | 1. Dedicated to particular experiment | 0 | MHS | Institute of Human Development | 1479452 | No | 2A3 | 2. Process Equipment – Biological | A. Growth and Manipulation | 3. Cell Culture | y |  |  |  |  | R117914 | R117914 | 9011 | R117914 | 6520 | 9013 | 01 | 0 | 0 | 0 | 0 | 0 | 0 | [12 empty] | 0 | 0 |  | 0 | [23 empty] | 0 | - | - | Does not match Policy. Check | UC asset - confirmed by MHS in Apr'16 | N | To be adjusted in Jul'16 | N | UC asset - confirmed by MHS in Apr'16 | N |  | N |  | N | <£100k | 0 | asset was commissioned in Mar'16 but then confirmed as UC asset by MHS in Apr16
R1127 | 15-16 | 2016-02-15 | 2019-02-01 |  | Research | Research | Fujitsu | Large memory nodes FUJITSU RX4770 M2 (1TB) and storage. | Cancer Research UK Manchester Institute 1012 1537 Database Servers and 300TB RAW SAS Storage (HPC System previously named) | Data processing capability for large bioinformatics data sets were there is a requirement for very large memory nodes. | HPC server room | HPC server room | Wei Xing | Crispin Miller | 1 Good | 1 State of art | 2 General purpose research | 0 | MHS | Institute of Human Development | 1473473 | Not provided | 6A1 | 6. Infrastructure | A. IT | 1. Server | y | yes | 2016-04-19 | Rachael Theodoulou | confirmed by email | R117914 | R117914 | 9011 | R117914 | 6520 | 9013 | 01 | 260935 | 43489.1667 | 217445.8333 | 0 | 7248.1944 | 260935 | [12 empty] | 260935 | 36240.9722 |  | 7248.1944 | [23 empty] | 43489.1667 | 36 | 3 | Equipment acquired for specific research projects |  | N |  | N |  | N |  | N |  | Y |  | 0
R1128 | 15-16 | 2016-01-25 | 2019-01-01 |  | Research | Research | Nanostring | nCounter | nCounter | Quantitative analysis of nucleic acid sequences | CEP Labs, Paterson Building | Paterson Building | Ged Brady | Ged Brady | 1 Good | 1 State of art | 1. Dedicated to particular experiment | 0 | MHS | Institute of Human Development | 1479482 | No | 2E6 | 2. Process Equipment – Biological | E. Characterisation | 6. Analysers | y | yes | 2016-04-19 | Rachael Theodoulou | confirmed by email | R117914 | R117914 | 9011 | R117914 | 6520 | 9013 | 01 | 221800 | 43127.7778 | 178672.2222 | 0 | 6161.1111 | 221800 | [12 empty] | 221800 | 36966.6667 |  | 6161.1111 | [23 empty] | 43127.7778 | 35 | 3 | Equipment acquired for specific research projects |  | N |  | N |  | N |  | N |  | Y |  | 0
R1129 | 15-16 | 2016-03-01 | 2016-03-31 |  | Research | Research | Kyon | KK-021AD | 4 port glovebox | Safe handling of Nuclear Fuel Materials | Pariser A28 | Pariser Building | Marc Schmidt | Dr Tim Abram | 1 Good | 1 State of art | 1 Dedicated to particular experiment | 10% | EPS | MACE | 1486470 | NFCE | 6D3 | 6. Infrastructure | D. Laboratory | 3. Controlled Environment | y |  |  |  |  | R118575 | R118575 | 9011 | R118575 | 6520 | 9013 | 03 | 50692.32 | 50692.32 | 0 | 0 | 0 | 50692.32 | [12 empty] | 50692.32 | 50692.32 |  | 0 | [23 empty] | 50692.32 | 1 | 0 | Does not match Policy. Check | 08.07.16: UEL amended as per Jun16 FAR reviews by EPS | N |  | N |  | N |  | N |  | N | <£100k | 0 | 08.07.16: UEL amended as per Jun16 FAR review by EPS
R1130 | 15-16 | 2016-02-19 | 2019-02-01 |  | Research | Research | 2 |  | Software & Hardware for bespoke 'eLab' |  |  |  | F Marriage | D Ray | 1 Good | 1 State of art | 1 Dedicated to a particular experiment |  | MHS | Institute of Human Development | 1478803/1491826/Jnl#387209 |  | 6A3 | 6. Infrastructure | A. IT | 3. Workstation | y | Yes | 2016-08-02 | confirmed by R.T | email rec'd on 02.08.16 | R117914 | R117914 | 9011 | R117914 | 6520 | 9013 | 01 | 355425.19 | 59237.5317 | 296187.6583 | 0 | 9872.9219 | 355425.19 | [12 empty] | 355425.19 | 49364.6097 |  | 9872.9219 | [23 empty] | 59237.5317 | 35 | 3 | Equipment acquired for specific research projects |  | N |  | N |  | N |  | N |  | Y | Action | 5
R1131 | 15-16 | 2016-03-01 | 2016-03-31 |  | Research | Research | Debe Design | LaserCube | CNC and Galvo Laser Delivery system, incl pyrometer and control system | Enclosure, beam delivery and control of a laser machining system | Par/J5 | Pariser Building | Marc Schmidt | Marc Schmidt | 1 Good | 1 State of art | 1 Dedicated to particular experiment | 0 | EPS | MACE | 1503156 | NFCE | 6D3 | 6. Infrastructure | D. Laboratory | 3. Controlled Environment | y |  |  |  |  | R118575 | R118575 | 9011 | R118575 | 6520 | 9013 | 03 | 75048 | 75048 | 0 | 0 | 0 | 75048 | [12 empty] | 75048 | 75048 |  | 0 | [23 empty] | 75048 | 1 | 0 | Does not match Policy. Check | 08.07.16: UEL amended as per Jun16 FAR reviews by EPS | N |  | N |  | N |  | N |  | N | <£100k | 0 | 08.07.16: UEL amended as per Jun16 FAR review by EPS
R1132 | 15-16 | 2016-03-02 | 2019-03-01 |  | Research | Research | GE Healthcare UK Ltd |  | Chromatography system | Biomolecule purification and separation system |  |  | Annie M White | Paul Bishop |  |  |  |  | MHS | Institute of Human Development | 1496624 | [5 empty] | y |  |  |  |  | R118729 | R118729 | 9011 | R118729 | 6520 | 9013 | 01 | 60013.06 | 8335.1472 | 51677.9128 | 0 | 1667.0294 | 60013.06 | [12 empty] | 60013.06 | 6668.1178 |  | 1667.0294 | [23 empty] | 8335.1472 | 36 | 3 | Equipment acquired for specific research projects |  | N |  | N |  | N |  | N |  | N | <£100k | 12
R1133 | 15-16 | 2016-03-02 | 2019-03-01 |  | Research | Research | Essen BioScience Limited |  | IncuCyte ZOOM HD/2CLR System Bundle | IncuCyte ZOOM HD/2CLR System Bundle |  |  | Samantha Littler | Stephen Taylor |  |  |  |  | MHS | Institute of Cancer Sciences | 1518832 | [5 empty] | y |  |  |  |  | R119377 | R119377 | 9011 | R119377 | 6520 | 9013 | 31 | 93920 | 13044.4444 | 80875.5556 | 0 | 2608.8889 | 93920 | [12 empty] | 93920 | 10435.5556 |  | 2608.8889 | [23 empty] | 13044.4444 | 36 | 3 | Equipment acquired for specific research projects |  | N |  | N |  | N |  | N |  | N | <£100k | 12
R1134 | 15-16 | 2016-05-16 | 2019-05-01 |  | Research | Research | MMM | Vakulab PL | Autoclave | Sterilisation of cages and animal bedding | Paterson Building BRU | Paterson Building BRU | Lisa Doar | Stuart Pepper | 1 Good | 1 State of art | 2 General purpose research |  | MHS | CRUK Manchester Institute | PO1446150 |  | 2D1 | 2. Process Equipment – Biological | D. Sterilisation | 1. Autoclave | y |  |  |  |  | R118416 | R118416 | 9011 | R118416 | 6520 | 9013 | 31 | 94415.29 | 7867.9408 | 86547.3492 | 0 | 2622.6469 | 94415.29 | [12 empty] | 94415.29 | 5245.2939 |  | 2622.6469 | [23 empty] | 7867.9408 | 36 | 3 | Equipment acquired for specific research projects |  | N |  | N |  | N |  | N |  | N | <£100k | 2
R1135 | 15-16 | 2016-05-15 | 2016-05-31 |  | Research | Research |  |  | NEW XploRA PLUS V1.2 Å MULTILINE Confocal Raman microscope (XPLORA+/M) | [9 empty] | EPS | SEAES | 1506673 | [5 empty] | y | yes | 2016-07-01 | Confirmed by Vikki Fellows with signed verification form | as per FY1516 YrEnd Verification & Impairments Exercise in Jul'16 | R117996 | R117996 | 9011 | R117996 | 6520 | 9013 | 01 | 109198.8 | 109198.8 | 0 | 0 | 0 | 109198.8 | [12 empty] | 109198.8 | 109198.8 |  | 0 | [23 empty] | 109198.8 | 1 | 0 | Does not match Policy. Check | grant end date in May16 - EPS informed to have UEL amended via email 05.07.16 | N |  | N |  | N |  | N |  | Y |  | 16 | 05.07.16: UEL amended as per EPS instructed via email.
R1136 | 15-16 | 2016-05-15 | 2016-05-31 |  | Research | Research |  |  | Quantax 800 with detector Q655-60-129 | (EDS) Energy Dispersive Spectroscopy system for use in conjunction with FEI QUANTA 650 FEG ESEM to allow analysis of elemental concentrations and distribution in geological \mineralogical\atmospheric\environmental samples | Williamson Research centre | Williamson Research centre | Heath Bagshaw | Sam Shaw |  |  |  |  | EPS | SEAES | 1506681 | [5 empty] | y | yes | 2016-07-01 | Confirmed by Vikki Fellows with signed verification form | as per FY1516 YrEnd Verification & Impairments Exercise in Jul'16 | R117996 | R117996 | 9011 | R117996 | 6520 | 9013 | 01 | 137820 | 137820 | 0 | 0 | 0 | 137820 | [12 empty] | 137820 | 137820 |  | 0 | [23 empty] | 137820 | 1 | 0 | Does not match Policy. Check | grant end date in May16 - EPS informed to have UEL amended via email 05.07.16 | N |  | N |  | N |  | N |  | Y | Action | 11 | 05.07.16: UEL amended as per EPS instructed via email.
R1137 | 15-16 | 2016-05-15 | 2016-05-31 |  | Part Funded | Research |  |  | Quanta 450FEG ESEM | [9 empty] | EPS | SEAES | 1506516 | [5 empty] | y | yes | 2016-07-01 | Confirmed by Vikki Fellows with signed verification form | as per FY1516 YrEnd Verification & Impairments Exercise in Jul'16 | R117996 | R117996 | 9011 | R117996 | 6520 | 9013 | 01 | 252981.2 | 252981.2 | 0 | 0 | 0 | 252981.2 | [12 empty] | 252981.2 | 252981.2 |  | 0 | [23 empty] | 252981.2 | 1 | 0 | Does not match Policy. Check | grant end date in May16 - EPS informed to have UEL amended via email 05.07.16 | N |  | N |  | N |  | N |  | Y |  | 16 | 05.07.16: UEL amended as per EPS instructed via email.
R1137 | 15-16 | 2016-05-15 | 2016-05-31 |  | Part Funded | University Funded |  |  | Quanta 450FEG ESEM | [9 empty] | EPS | SEAES | 1506516 | [5 empty] | y | yes | 2016-07-01 | Confirmed by Vikki Fellows with signed verification form | as per FY1516 YrEnd Verification & Impairments Exercise in Jul'16 | AA10328 | AA10328 | 9011 | AA10328 | 6522 | 9013 | 00 | 34015.84 | 34015.84 | 0 | 0 | 0 | 34015.84 | [12 empty] | 34015.84 | 34015.84 |  | 0 | [23 empty] | 34015.84 | 1 | 0 | Does not match Policy. Check | grant end date in May16 - EPS informed to have UEL amended via email 05.07.16 | N |  | N |  | N |  | N |  | Y |  | 16
R1138 | 15-16 | 2016-05-15 | 2016-06-30 |  | Research | Research |  |  | JEOL JXA-8530F Electron Probe Micro Analyser | [9 empty] | EPS | Materials | 1472196 | [5 empty] | y | Yes | 2016-07-01 | confirmed by signed year-end verification form | as per Jun'16 verification exercise for FY15-16 YrEnd | R118404 | R118404 | 9011 | R118404 | 6520 | 9013 | 01 | 1023260.4 | 1023260.4 | 0 | 0 | 0 | 1023260.4 | [12 empty] | 1023260.4 | 1023260.4 |  | 0 | [23 empty] | 1023260.4 | 2 | 0 | Does not match Policy. Check | 08.07.16: UEL amended as per Jun16 FAR reviews by EPS | N |  | N |  | N |  | N |  | Y |  | 16 | 08.07.16: UEL amended as per Jun16 FAR reviews by EPS
R1139 | 15-16 | 2016-05-15 | 2020-08-31 |  | Research | Research |  |  | Micro-Raman Spectroscopy System | [9 empty] | EPS | Chemistry | 1495441 | [5 empty] | y | Yes | 2016-06-10 | verified by Liam Chant on 10.06.16. |  | R118856 | R118856 | 9011 | R118856 | 6520 | 9013 | 05 | 193884.8 | 11404.9882 | 182479.8118 | 0 | 3801.6627 | 193884.8 | [12 empty] | 193884.8 | 7603.3255 |  | 3801.6627 | [23 empty] | 11404.9882 | 52 | 4 | Motor vehicles and other general equipment |  | N |  | N |  | N |  | N |  | Y |  | 16 | 08.07.16:UEL amendment as per Jun16 FAR review by EPS
R1140 | 15-16 | 2015-11-09 | 2018-11-01 |  | Research | Research |  |  | D Ray Single Cell Research Centre - enabling work |  |  |  | F Marriage | D Ray |  |  |  |  | MHS | Institute of Human Development | Jnl#392875 | [5 empty] | y | n/a | n/a | n/a | RT confirmed this is unable to verified as it relates to enaabling work 28.07.16 | R117914 | R117914 | 9011 | R117914 | 6520 | 9013 | 01 | 485169.39 | 121292.3475 | 363877.0425 | 0 | 13476.9275 | 485169.39 | [12 empty] | 485169.39 | 107815.42 |  | 13476.9275 | [23 empty] | 121292.3475 | 36 | 3 | Equipment acquired for specific research projects |  | N |  | N |  | N |  | N |  | Y | Action | 13
R1141 | 15-16 | 2016-04-11 | 2019-04-01 |  | Research | Research | N/A | N/A | IPSC Facility | iPSC Facility - the facility provides capacity to the DPUK Stem Cell Network to allow the interrogation of stem cell models of dementia through genome engineering, biological characterisation and phenotypiong and cell analysis. | rooms 4.070/4.071 | Michael Smith Building, | Alys Jones | Nigel Hooper |  |  |  |  | MHS | Institute of Population Health | Jnl#393101 | IPSC Facility |  |  |  |  | y | Yes | 21.06.16 | confirmed by Rachael T in MHS |  | R118270 | R118270 | 9011 | R118270 | 6520 | 9013 | 01 | 311000 | 34555.5556 | 276444.4444 | 0 | 8638.8889 | 311000 | [12 empty] | 311000 | 25916.6667 |  | 8638.8889 | [23 empty] | 34555.5556 | 36 | 3 | Equipment acquired for specific research projects |  | N |  | N |  | N |  | N |  | Y |  | 8
R1142 (a) | 15-16 | 2016-06-30 | 2019-06-01 |  | Research | Research | Various | Various | a) Mass Spectrometry - CPC (Clinical Proteomics Centre) | [9 empty] | MHS | Institute of Cancer Sciences | Jnl#395847 | [5 empty] | y | Yes | 2016-07-01 | Rachael Theodoulou | confirmed by email 11.07.16 | R117900 | R117900 | 9011 | R117900 | 6520 | 9013 | 01 | 6324840.57 | 351380.0317 | 5973460.5383 | 0 | 175690.0158 | 6324840.57 | [12 empty] | 6324840.57 | 175690.0158 |  | 175690.0158 | [23 empty] | 351380.0317 | 35 | 3 | Equipment acquired for specific research projects |  | N |  | N |  | N |  | N |  | Y |  | 14
R1142 (b) | 15-16 | 2016-06-30 | 2019-06-01 |  | Research | Research |  |  | b) Immunoassays - CPC (Clinical Proteomics Centre) | [9 empty] | MHS | Institute of Cancer Sciences | Jnl#395847 | [5 empty] | y | Yes | 2016-07-01 | Rachael Theodoulou | confirmed by email 11.07.16 | R117900 | R117900 | 9011 | R117900 | 6520 | 9013 | 01 | 300525.64 | 16695.8689 | 283829.7711 | 0 | 8347.9344 | 300525.64 | [12 empty] | 300525.64 | 8347.9344 |  | 8347.9344 | [23 empty] | 16695.8689 | 35 | 3 | Equipment acquired for specific research projects |  | N |  | N |  | N |  | N |  | Y |  | 16
R1142 (c) | 15-16 | 2016-06-30 | 2019-06-01 |  | Research | Research |  |  | c) Sample Processing - CPC (Clinical Proteomics Centre) | [9 empty] | MHS | Institute of Cancer Sciences | Jnl#395847 | [5 empty] | y | Yes | 2016-07-01 | Rachael Theodoulou | confirmed by email 11.07.16 | R117900 | R117900 | 9011 | R117900 | 6520 | 9013 | 01 | 1420197.4 | 78899.8556 | 1341297.5444 | 0 | 39449.9278 | 1420197.4 | [12 empty] | 1420197.4 | 39449.9278 |  | 39449.9278 | [23 empty] | 78899.8556 | 35 | 3 | Equipment acquired for specific research projects |  | N |  | N |  | N |  | N |  | Y |  | 16
R1142 (d) | 15-16 | 2016-06-30 | 2019-06-01 |  | Research | Research |  |  | d) Sample & Reagent Storage - CPC (Clinical Proteomics Centre) | [9 empty] | MHS | Institute of Cancer Sciences | Jnl#395847 | [5 empty] | y | Yes | 2016-07-01 | Rachael Theodoulou | confirmed by email 11.07.16 | R117900 | R117900 | 9011 | R117900 | 6520 | 9013 | 01 | 66614 | 3700.7778 | 62913.2222 | 0 | 1850.3889 | 66614 | [12 empty] | 66614 | 1850.3889 |  | 1850.3889 | [23 empty] | 3700.7778 | 35 | 3 | Equipment acquired for specific research projects |  | N |  | N |  | N |  | N |  | Y |  | 16
R1142 (e) | 15-16 | 2016-06-30 | 2019-06-01 |  | Part Funded | Research |  |  | e) IT & Informatics - CPC (Clinical Proteomics Centre) | [9 empty] | MHS | Institute of Cancer Sciences | Jnl#395847 | [5 empty] | y | Yes | 2016-07-01 | Rachael Theodoulou | confirmed by email 11.07.16 | R117900 | R117900 | 9011 | R117900 | 6520 | 9013 | 01 | 1332996.06 | 74055.3367 | 1258940.7233 | 0 | 37027.6683 | 1332996.06 | [12 empty] | 1332996.06 | 37027.6683 |  | 37027.6683 | [23 empty] | 74055.3367 | 35 | 3 | Equipment acquired for specific research projects |  | N |  | N |  | N |  | N |  | Y |  | 16
R1142 (e) | 15-16 | 2016-06-30 | 2019-06-01 |  | Part Funded | University Funded |  |  | e) IT & Informatics - CPC (Clinical Proteomics Centre) | [9 empty] | MHS | Institute of Cancer Sciences | Jnl#395847 | [5 empty] | y | Yes | 2016-07-01 | Rachael Theodoulou | confirmed by email 11.07.16 | AD06580 | AD06580 | 9011 | AD06580 | 6522 | 9013 | 00 | 27526.59 | 1529.255 | 25997.335 | 0 | 764.6275 | 27526.59 | [12 empty] | 27526.59 | 764.6275 |  | 764.6275 | [23 empty] | 1529.255 | 35 | 3 | Equipment acquired for specific research projects |  | N |  | N |  | N |  | N |  | Y |  | 16
R1142 (f) | 15-16 | 2016-06-30 | 2019-06-01 |  | Research | Research |  |  | f) IT & Inf eLab - CPC (Clinical Proteomics Centre) | [9 empty] | MHS | Institute of Cancer Sciences | Jnl#395847 | [5 empty] | y | Yes | 2016-07-01 | Rachael Theodoulou | confirmed by email 11.07.16 | R117900 | R117900 | 9011 | R117900 | 6520 | 9013 | 01 | 129899.87 | 7216.6594 | 122683.2106 | 0 | 3608.3297 | 129899.87 | [12 empty] | 129899.87 | 3608.3297 |  | 3608.3297 | [23 empty] | 7216.6594 | 35 | 3 | Equipment acquired for specific research projects |  | N |  | N |  | N |  | N |  | Y |  | 16
R1142 (g) | 15-16 | 2016-06-30 | 2019-06-01 |  | Research | Research |  |  | g) Estates / Enabling Works - CPC (Clinical Proteomics Centre) | [9 empty] | MHS | Institute of Cancer Sciences | Jnl#395847 | [5 empty] | y | Yes | 2016-07-01 | Rachael Theodoulou | confirmed by email 11.07.16 | R117900 | R117900 | 9011 | R117900 | 6520 | 9013 | 01 | 3090600.43 | 171700.0239 | 2918900.4061 | 0 | 85850.0119 | 3090600.43 | [12 empty] | 3090600.43 | 85850.0119 |  | 85850.0119 | [23 empty] | 171700.0239 | 35 | 3 | Equipment acquired for specific research projects |  | N |  | N |  | N |  | N |  | Y |  | 16
R1143 | 15-16 | 2016-01-06 | 2019-01-01 |  | Research | Research | Leica | Ariol DM6000 B Workstation | Ariol DM6000 B Workstation | Scanning of histology slides | Advanced Imaging and FACS Facility | Advanced Imaging and FACS Facility | Steve Bagley | Stuart Pepper | 1 Good | 1 State of art | 2 General purpose research |  | MHS | CRUK Manchester Institute | PO1453293 |  | 2D1 | 2. Process Equipment – Biological | D. Sterilisation | 1. Autoclave | y | Yes | 2016-08-08 | confirmed by R.T | email rec'd on 08.08.16 | R118416 | R118416 | 9011 | R118416 | 6520 | 9013 | 31 | 149857.97 | 29139.0497 | 120718.9203 | 0 | 4162.7214 | 149857.97 | [12 empty] | 149857.97 | 24976.3283 |  | 4162.7214 | [23 empty] | 29139.0497 | 36 | 3 | Equipment acquired for specific research projects |  | N |  | N |  | N |  | N |  | Y |  | 2
R1144 | 15-16 | 2016-01-14 | 2019-01-01 |  | Research | Research | Thermofisher | QS5 and QS3 | QuantStudio | Transcript detection and quantification | CRUK Manchester Institute MBCF | CRUK Manchester Institute MBCF | Wolfgang Breitweiser | Stuart Pepper | 1 Good | 1 State of art | 2 General purpose research |  | MHS | CRUK Manchester Institute | PO1497062 |  | 4F2 | 4. Sample Measurement/Analysis | F. Proteins/Nucleic Acids | 2. PCR | y |  |  |  |  | R118416 | R118416 | 9011 | R118416 | 6520 | 9013 | 31 | 60735.44 | 11809.6689 | 48925.7711 | 0 | 1687.0956 | 60735.44 | [12 empty] | 60735.44 | 10122.5733 |  | 1687.0956 | [23 empty] | 11809.6689 | 36 | 3 | Equipment acquired for specific research projects |  | N |  | N |  | N |  | N |  | N |  | 2
R1145 | 15-16 | 2016-06-06 | 2019-06-01 |  | Research | Research | Perkin Elmer | Quantum GX | Micro CT | Preclinical CT imaging | Paterson Building | Paterson Building | Steve Bagley | Steve Bagley | 1 Good | 1 State of art | 2 General purpose research |  | MHS | CRUK Manchester Institute | PO1550678 |  | 3C2 | 3. Materials Characterisation | C. Imaging | 2. X-ray | y | Yes | 2016-08-08 | confirmed by R.T | email rec'd on 08.08.16 | R118416 | R118416 | 9011 | R118416 | 6520 | 9013 | 31 | 322866 | 17937 | 304929 | 0 | 8968.5 | 322866 | [12 empty] | 322866 | 8968.5 |  | 8968.5 | [23 empty] | 17937 | 36 | 3 | Equipment acquired for specific research projects |  | N |  | N |  | N |  | N |  | Y |  | 2
R1146 | 15-16 | 2016-07-20 | 2019-07-01 |  | Research | Research | Essen Bioscience | Incucyte Zoom HD 2clr | Incucyte Zoom HD 2clr | Imaging of live cells | Paterson Building | Paterson Building | Steve Bagley | Steve Bagley | 1 Good | 1 State of art | 2 General purpose research |  | MHS | CRUK Manchester Institute | 1578687 | No | 3D6 | 3. Materials Characterisation | D. Optical Microscopy | 6. Live Cell | y |  |  |  |  | R118416 | R118416 | 9011 | R118416 | 6520 | 9013 | 31 | 94250 | 2618.0556 | 91631.9444 | 0 | 2618.0556 | 94250 | [12 empty] | 94250 | 0 |  | 2618.0556 | [23 empty] | 2618.0556 | 35 | 3 | Equipment acquired for specific research projects |  | N |  | N |  | N |  | N |  | N |  | 1
R1147 | 15-16 | 2016-07-01 | 2019-07-01 |  | Research | Research |  |  | Cryogen Free Measurement System, | 14 Tesla cryogen-free measurement system provides a precision-controlled environment for precise measurement of physical properties of materials at sample temperatures ranging from 1.6K to 400K and magnetic fields of up to 14 Tesla without the need for liquid cryogens. | 1st floor laboratory, NGI | NGI | Dr Andrey Kretinin (School of Materials)/John Whittaker (NGI) | Prof Kostya Novoselov (School of Physics & Astronomy) |  |  |  |  | EPS | School of Physics and Astronomy | PO1588547 (PO1571139-cancelled) | [5 empty] | n | yes | 2016-08-01 | Sabina Hawthornthwaite | confirmed by email on 12.08.16 | R116606 | R116606 | 9011 | R116606 | 6520 | 9013 | 05 | 159000 | 4416.6667 | 154583.3333 | 0 | 4416.6667 | 159000 | [12 empty] | 159000 | 0 |  | 4416.6667 | [23 empty] | 4416.6667 | 36 | 3 | Equipment acquired for specific research projects |  | N |  | N |  | N |  | N |  | Y |  | 11
R1148 | 15-16 | 2016-07-01 | 2019-07-01 |  | Research | Research |  |  | a) MHealth Dementia Platform - MHealth Dementia Platform Software | [9 empty] | MHS | Institute of Population Health Administration | Jnl#399323/537/624 (Various Pos) | [5 empty] | y | Yes | 2016-08-04 | confirmed by R.T | email rec'd on 04.08.16 | R118270 | R118270 | 9011 | R118270 | 6520 | 9013 | 01 | 91482.48 | 2541.18 | 88941.3 | 0 | 2541.18 | 91482.48 | [12 empty] | 91482.48 | 0 |  | 2541.18 | [23 empty] | 2541.18 | 36 | 3 | Equipment acquired for specific research projects |  | N |  | N |  | N |  | N |  | Y |  | 16
R1148 | 15-16 | 2016-07-01 | 2019-07-01 |  | Research | Research |  |  | b) MHealth Dementia Platform - Dementia Platform Devices | [9 empty] | MHS | Institute of Population Health Administration | Jnl#399323/537/624 (Various Pos) | [5 empty] | y | Yes | 2016-08-04 | confirmed by R.T | email rec'd on 04.08.16 | R118270 | R118270 | 9011 | R118270 | 6520 | 9013 | 01 | 171260.46 | 4757.235 | 166503.225 | 0 | 4757.235 | 171260.46 | [12 empty] | 171260.46 | 0 |  | 4757.235 | [23 empty] | 4757.235 | 36 | 3 | Equipment acquired for specific research projects |  | N |  | N |  | N |  | N |  | Y |  | 16
R1148 | 15-16 | 2016-07-01 | 2019-07-01 |  | Research | Research |  |  | c) MHealth Dementia Platform - MHealth server room | [9 empty] | MHS | Institute of Population Health Administration | Jnl#399323/537/624 (Various Pos) | [5 empty] | y | Yes | 2016-08-04 | confirmed by R.T | email rec'd on 04.08.16 | R118270 | R118270 | 9011 | R118270 | 6520 | 9013 | 01 | 146659.02 | 4073.8617 | 142585.1583 | 0 | 4073.8617 | 146659.02 | [12 empty] | 146659.02 | 0 |  | 4073.8617 | [23 empty] | 4073.8617 | 36 | 3 | Equipment acquired for specific research projects |  | N |  | N |  | N |  | N |  | Y |  | 16
R1149 | 15-16 | 2016-03-01 | 2019-03-01 |  | Research | Research |  |  | Spark Plasma Sintering System |  | Par/A28. | Par/A28. | [6 empty] | EPS | MACE | PO1459559 | [5 empty] | y | yes | 2016-08-12 | Marc Schmidt | email rec'd on 15.08.16 | R118575 | R118575 | 9011 | R118575 | 6520 | 9013 | 03 | 364620 | 50641.6667 | 313978.3333 | 0 | 10128.3333 | 364620 | [12 empty] | 364620 | 40513.3333 |  | 10128.3333 | [23 empty] | 50641.6667 | 36 | 3 | Equipment acquired for specific research projects |  | N |  | N |  | N |  | N |  | Y |  | 14
S0001 | 04-05 | 2005-08-01 | 2009-08-01 |  | University Funded | University Funded |  |  | CLINICAL RESEARCH FACILITY | CLINICAL RESEARCH FACILITY |  |  | not required |  | not required | not required | not required | not required | MHS | School of Medicine | [11 empty] | WA00197 | WA00197 | 9011 | LC10100 | 6523 | 9013 | 02 | 299845.23 | 299845.23 | 0 | 0 | 0 | 299845.23 | [12 empty] | 299845.23 | 299845.23 |  | 0 | [23 empty] | 299845.23 | 48 | 4 | Motor vehicles and other general equipment |  | N |  | N |  | N |  | N |  | N | Prior to FY1415=NOT required
S0006 | 04-05 | 2004-10-01 | 2012-10-01 |  | Part Funded | Other |  |  | WOLFSON MIC | WOLFSON MIC | WMIC | Wolfson Molecular Imaging Centre | not required |  | not required | not required | not required | not required | MHS | Cancer & Enabling Sciences | [6 empty] | y |  |  |  |  | WA00267 | WA00267 | 9011 | WA00267 | 6523 | 9013 | 02 | 6506716 | 6506716 | 0 | 0 | 0 | 6506716 | [12 empty] | 6506716 | 6506716 |  | 0 | [23 empty] | 6506716 | 96 | 8 | Computer software |  | N |  | N |  | N |  | N |  | N | Prior to FY1415=NOT required
S0007 | 06-07 | 2006-10-01 | 2014-10-01 |  | Part Funded | Other |  |  | WOLFSON MIC EXTRA | WOLFSON MIC EXTRA | WMIC | Wolfson Molecular Imaging Centre | not required |  | not required | not required | not required | not required | MHS | Cancer & Enabling Sciences | [11 empty] | WA00267 | WA00267 | 9011 | WA00267 | 6523 | 9013 | 02 | 202322.78 | 202322.78 | 0 | 0 | 0 | 202322.78 | [12 empty] | 202322.78 | 202322.78 |  | 0 | [23 empty] | 202322.78 | 96 | 8 | Computer software |  | N |  | N |  | N |  | N |  | N | Prior to FY1415=NOT required
S0008 | 06-07 | 2006-10-01 | 2014-10-01 |  | Part Funded | Other |  |  | WOLFSON MIC EXTRA | WOLFSON MIC EXTRA | WMIC | Wolfson Molecular Imaging Centre | not required |  | not required | not required | not required | not required | MHS | Cancer & Enabling Sciences | [11 empty] | WA00267 | WA00267 | 9011 | WA00267 | 6523 | 9013 | 02 | 179955.65 | 179955.65 | 0 | 0 | 0 | 179955.65 | [12 empty] | 179955.65 | 179955.65 |  | 0 | [23 empty] | 179955.65 | 96 | 8 | Computer software |  | N |  | N |  | N |  | N |  | N | Prior to FY1415=NOT required
S0009 | 06-07 | 2006-10-01 | 2014-10-01 |  | Part Funded | Other |  |  | WOLFSON MIC EXTRA | WOLFSON MIC EXTRA | WMIC | Wolfson Molecular Imaging Centre | not required |  | not required | not required | not required | not required | MHS | Cancer & Enabling Sciences | [11 empty] | WA00267 | WA00267 | 9011 | WA00267 | 6523 | 9013 | 02 | 69240.83 | 69240.83 | 0 | 0 | 0 | 69240.83 | [12 empty] | 69240.83 | 69240.83 |  | 0 | [23 empty] | 69240.83 | 96 | 8 | Computer software |  | N |  | N |  | N |  | N |  | N | Prior to FY1415=NOT required
S0010 | 06-07 | 2006-10-01 | 2014-10-01 |  | Part Funded | Other |  |  | WOLFSON MIC EXTRA | WOLFSON MIC EXTRA | WMIC | Wolfson Molecular Imaging Centre | not required |  | not required | not required | not required | not required | MHS | Cancer & Enabling Sciences | [11 empty] | WA00267 | WA00267 | 9011 | WA00267 | 6523 | 9013 | 02 | 65181.8 | 65181.8 | 0 | 0 | 0 | 65181.8 | [12 empty] | 65181.8 | 65181.8 |  | 0 | [23 empty] | 65181.8 | 96 | 8 | Computer software |  | N |  | N |  | N |  | N |  | N | Prior to FY1415=NOT required
S0011 | 06-07 | 2007-02-01 | 2015-02-01 |  | Part Funded | Other |  |  | WOLFSON MIC EXTRA | WOLFSON MIC EXTRA | WMIC | Wolfson Molecular Imaging Centre | not required |  | not required | not required | not required | not required | MHS | Cancer & Enabling Sciences | [11 empty] | WA00267 | WA00267 | 9011 | WA00267 | 6523 | 9013 | 02 | 59169.64 | 59169.64 | 0 | 0 | 0 | 59169.64 | [12 empty] | 59169.64 | 59169.64 |  | 0 | [23 empty] | 59169.64 | 96 | 8 | Computer software |  | N |  | N |  | N |  | N |  | N | Prior to FY1415=NOT required
S0012 | 06-07 | 2006-10-01 | 2014-10-01 |  | Part Funded | Other |  |  | WOLFSON MIC EXTRA | WOLFSON MIC EXTRA | WMIC | Wolfson Molecular Imaging Centre | not required |  | not required | not required | not required | not required | MHS | Cancer & Enabling Sciences | [11 empty] | WA00267 | WA00267 | 9011 | WA00267 | 6523 | 9013 | 02 | 31260.75 | 31260.75 | 0 | 0 | 0 | 31260.75 | [12 empty] | 31260.75 | 31260.75 |  | 0 | [23 empty] | 31260.75 | 96 | 8 | Computer software |  | N |  | N |  | N |  | N |  | N | Prior to FY1415=NOT required
S0013 | 06-07 | 2006-12-01 | 2014-12-01 |  | Part Funded | Other |  |  | WOLFSON MIC EXTRA | WOLFSON MIC EXTRA | WMIC | Wolfson Molecular Imaging Centre | not required |  | not required | not required | not required | not required | MHS | Cancer & Enabling Sciences | [11 empty] | WA00267 | WA00267 | 9011 | WA00267 | 6523 | 9013 | 02 | 10762.95 | 10762.95 | 0 | 0 | 0 | 10762.95 | [12 empty] | 10762.95 | 10762.95 |  | 0 | [23 empty] | 10762.95 | 96 | 8 | Computer software |  | N |  | N |  | N |  | N |  | N | Prior to FY1415=NOT required
S0014 | 06-07 | 2007-02-01 | 2015-02-01 |  | Part Funded | Other |  |  | WOLFSON MIC EXTRA | WOLFSON MIC EXTRA | WMIC | Wolfson Molecular Imaging Centre | not required |  | not required | not required | not required | not required | MHS | Cancer & Enabling Sciences | [11 empty] | WA00267 | WA00267 | 9011 | WA00267 | 6523 | 9013 | 02 | 10354.68 | 10354.68 | 0 | 0 | 0 | 10354.68 | [12 empty] | 10354.68 | 10354.68 |  | 0 | [23 empty] | 10354.68 | 96 | 8 | Computer software |  | N |  | N |  | N |  | N |  | N | Prior to FY1415=NOT required
S0015 | 06-07 | 2006-12-01 | 2014-12-01 |  | Part Funded | Other |  |  | WOLFSON MIC EXTRA | WOLFSON MIC EXTRA | WMIC | Wolfson Molecular Imaging Centre | not required |  | not required | not required | not required | not required | MHS | Cancer & Enabling Sciences | [11 empty] | WA00267 | WA00267 | 9011 | WA00267 | 6523 | 9013 | 02 | 8261.31 | 8261.31 | 0 | 0 | 0 | 8261.31 | [12 empty] | 8261.31 | 8261.31 |  | 0 | [23 empty] | 8261.31 | 96 | 8 | Computer software |  | N |  | N |  | N |  | N |  | N | Prior to FY1415=NOT required
S0016 | 06-07 | 2007-01-01 | 2015-01-01 |  | Part Funded | Other |  |  | WOLFSON MIC EXTRA | WOLFSON MIC EXTRA | WMIC | Wolfson Molecular Imaging Centre | not required |  | not required | not required | not required | not required | MHS | Cancer & Enabling Sciences | [11 empty] | WA00267 | WA00267 | 9011 | WA00267 | 6523 | 9013 | 02 | 4113.58 | 4113.58 | 0 | 0 | 0 | 4113.58 | [12 empty] | 4113.58 | 4113.58 |  | 0 | [23 empty] | 4113.58 | 96 | 8 | Computer software |  | N |  | N |  | N |  | N |  | N | Prior to FY1415=NOT required
S0017 | 04-05 | 2007-08-01 | 2012-07-01 06:52 |  | University Funded | University Funded |  |  | ORACLE FINANCE SYSTEM | ORACLE FINANCE SYSTEM | Software |  |  |  | not required | not required | not required | not required | PSS | PSS | [7 empty] | Yes | Jul'16 | confirmed by J.Field with signed verification form | as per FY1516 YrEnd Verification & Impairments Exercise in Jul'16 | WA00411 | WA00411 | 9011 | LC10100 | 6523 | 9013 | 00 | 5072162 | 5072162 | 0 | 0 | 0 | 5072162 | [12 empty] | 5072162 | 5072162 |  | 0 | [23 empty] | 5072162 | 59 | 5 | Mainframe computers & propriety software |  | N |  | N |  | N |  | N |  | Y | Prior to FY1415=NOT required
S0018 | 04-05 | 2007-10-01 | 2012-07-01 15:07 |  | University Funded | University Funded |  |  | STUDENT SYSTEM COSTS | STUDENT SYSTEM COSTS |  |  |  |  | not required | not required | not required | not required | PSS | PSS | [7 empty] | Yes | Jul'16 | confirmed by J.Field with signed verification form | as per FY1516 YrEnd Verification & Impairments Exercise in Jul'16 | WA00412 | WA00412 | 9011 | LC10100 | 6523 | 9013 | 00 | 7617934 | 7617934 | 0 | 0 | 0 | 7617934 | [12 empty] | 7617934 | 7617934 |  | 0 | [23 empty] | 7617934 | 57 | 5 | Mainframe computers & propriety software |  | N |  | N |  | N |  | N |  | Y | Prior to FY1415=NOT required
S0019 | 06-07 | 2005-02-01 | 2009-11-01 15:07 |  | University Funded | University Funded |  |  | STUDENT SYSTEM COSTS | STUDENT SYSTEM COSTS EXTRA |  |  |  |  | not required | not required | not required | not required | PSS | PSS | [7 empty] | Yes | Jul'16 | confirmed by J.Field with signed verification form | as per FY1516 YrEnd Verification & Impairments Exercise in Jul'16 | WA00412 | WA00412 | 9011 | LC10100 | 6523 | 9013 | 00 | 387087.03 | 387087.03 | 0 | 0 | 0 | 387087.03 | [12 empty] | 387087.03 | 387087.03 |  | 0 | [23 empty] | 387087.03 | 57 | 5 | Mainframe computers & propriety software |  | N |  | N |  | N |  | N |  | Y | Prior to FY1415=NOT required
S0020 | 04-05 | 2004-11-01 | 2011-03-01 |  | University Funded | University Funded |  |  | HR/PAYROLL SYSTEM COSTS | HR/PAYROLL SYSTEM COSTS |  |  |  |  | not required | not required | not required | not required | PSS | PSS | [7 empty] | Yes | Jul'16 | confirmed by J.Field with signed verification form | as per FY1516 YrEnd Verification & Impairments Exercise in Jul'16 | WA00413 | WA00413 | 9011 | LC10100 | 6523 | 9013 | 00 | 1761731 | 1761731 | 0 | 0 | 0 | 1761731 | [12 empty] | 1761731 | 1761731 |  | 0 | [23 empty] | 1761731 | 76 | 6 | Does not match Policy. Check | Fully depreciated, so UEL will not need to be reviewed | N |  | N |  | N |  | N |  | Y | Prior to FY1415=NOT required
Monthly Totals: | [38 empty] | 269232631.1 | 221323887.8935 | 47908743.2065 | 631603.53 | 1894407.7286 | 268601027.57 | 631603.53 | 0 | 0 | 0 | 0 | 0 | 0 | 0 | 0 | 0 | 0 | 0 | 269232631.1 | 219429480.1649 | 0 | 1894407.7286 | 0 | 0 | 0 | 0 | 0 | 0 | 0 | 0 | 0 | 0 | 0 | 0 | 0 | 0 | 0 | 0 | 0 | 0 | 0 | 0 | 0 | 0 | 0 | 221323887.8935
Depreciation Monthly Totals: | [57 empty] | 219429480.1649 |  | 1894407.7286 |  | 0 |  | 0 |  | 0 |  | 0 |  | 0 |  | 0 |  | 0 |  | 0 |  | 0 |  | 0 |  | 0
0
Year To Date: | [43 empty] | 268601027.57 | 269232631.1 | 269232631.1 | 269232631.1 | 269232631.1 | 269232631.1 | 269232631.1 | 269232631.1 | 269232631.1 | 269232631.1 | 269232631.1 | 269232631.1 | 269232631.1 |  | 219429480.1649 |  | 221323887.8935 |  | 221323887.8935 |  | 221323887.8935 |  | 221323887.8935 |  | 221323887.8935 |  | 221323887.8935 |  | 221323887.8935 |  | 221323887.8935 |  | 221323887.8935 |  | 221323887.8935 |  | 221323887.8935 |  | 221323887.8935
[45 empty] | 2016-08-01: Per financial statements |  |  | Per financial statements
[44 empty] | 268601028.54 | 2016-08-01: Check to TB |  | 219428041.89 | Check to TB
[45 empty] | 2016-08-01: Check to FS (£'000) |  |  | Check to FS (£'000)
[44 empty] | 0.97 | 2016-08-01: Check to TB (£'000) |  | -1438.2749 | Check to TB (£'000)
Note on C3: Thomas Astell: Depreciation start date. Should always be the first of the month
Note on D3: Thomas Astell: Depreciation End Date. UPDATED BY TA 26th March 15)
Note on H3: Mandy Ho: 17.02.16: Updated as per N8 details per FAR(Nov15)
Note on I3: Mandy Ho: 17.02.16: Updated as per N8 details per FAR(Nov15)
Note on K3: Mandy Ho: 17.02.16: Updated as per N8 details per FAR(Nov15)
Note on L3: Mandy Ho: 17.02.16: Updated as per N8 details per FAR(Nov15)
Note on M3: Mandy Ho: 17.02.16: Updated as per N8 details per FAR(Nov15)
Note on N3: Mandy Ho: 17.02.16: Updated as per N8 details per FAR(Nov15)
Note on O3: Mandy Ho: 17.02.16: Updated as per N8 details per FAR(Nov15)
Note on P3: Mandy Ho: 17.02.16: Updated as per N8 details per FAR(Nov15)
Note on Q3: Mandy Ho: 17.02.16: Updated as per N8 details per FAR(Nov15)
Note on R3: Mandy Ho: 17.02.16: Updated as per N8 details per FAR(Nov15)
Note on S3: Mandy Ho: 17.02.16: Updated as per N8 details per FAR(Nov15)
Note on W3: Mandy Ho: 17.02.16: Updated as per N8 details per FAR(Nov15)
Note on X3: Mandy Ho: 17.02.16: Updated as per N8 details per FAR(Nov15)
Note on Y3: Mandy Ho: 17.02.16: Updated as per N8 details per FAR(Nov15)
Note on Z3: Mandy Ho: 17.02.16: Updated as per N8 details per FAR(Nov15)
Note on AA3: Mandy Ho: 17.02.16: Updated as per N8 details per FAR(Nov15)
Note on CW6: mtfssmg2: see email from Darren Grey 18/04/2011
Note on AB15: Mandy Ho: Donated form received
Note on AB16: Mandy Ho: Donated form received
Note on J48: mbrxsmh3: updated 18.12.12 as per G.W
Note on A100: Mandy Ho: as per interim verification return, this asset is due to be decommissioned by the end of Jul'14
Note on AJ280: Mandy Ho: amended from FB00138 as per Pete instructed on 27.02.14.
Note on J383: mbrxsmh3: updated 18.12.12 as per G.W
Note on J392: mbrxsmh3: updated 18.12.12 as per G.W
Note on J393: mbrxsmh3: updated 18.12.12 as per G.W
Note on J394: mbrxsmh3: updated 18.12.12 as per G.W
Note on J395: mbrxsmh3: updated 18.12.12 as per G.W
Note on V483: Jill Roberts: Order EAZ309361 29/11/07……….……………………... 414721-414724-41472…….
Note on G526: Mandy Ho: 27.02.15: amended as per email rec'd from Nicola Cosens on 24.02.15
Note on A530: Mandy Ho: Not suitable for consolidation of mulit lines. See note in column EY
Note on A531: Mandy Ho: Not suitable for consolidation of mulit lines. See note in column EY
Note on A532: Mandy Ho: Not suitable for consolidation of mulit lines. See note in column EY
Note on A533: Mandy Ho: Not suitable for consolidation of mulit lines. See note in column EY
Note on A534: Mandy Ho: Not suitable for consolidation of mulit lines. See note in column EY
Note on A535: Mandy Ho: Not suitable for consolidation of mulit lines. See note in column EY
Note on G537: Mandy Ho: 27.02.15: amended as per email rec'd from Nicola Cosens on 24.02.15
Note on G542: Mandy Ho: 27.02.15: amended as per email rec'd from Nicola Cosens on 24.02.15
Note on G543: Mandy Ho: 27.02.15: amended as per email rec'd from Nicola Cosens on 24.02.15
Note on G545: Mandy Ho: 27.02.15: amended as per email rec'd from Nicola Cosens on 24.02.15
Note on J555: Mark Glass: form requested from Scott Noble after MIB said not thiers
Note on A558: Mandy Ho: Not suitable for consolidation of mulit lines. See note in column EY.
Note on A559: Mandy Ho: Not suitable for consolidation of mulit lines. See note in column EY.
Note on U570: mbrxsmh3: Photon Science Institute
Note on AJ582: mbrxsmh3: charge code changed from MC00013 as instructed by Adam Chopdat 14.11.12 Amended again on 23.04.13 to MC00013 as per Adam Chopdat
Note on CJ589: Sarah Roper: Commissioning date is later than the grant end date (Per the 408 PA project end date report); thus end date set the same as commissioning date so that the asset is fully written down in line with the grant.
Note on AJ590: Mandy Ho: amended from FB00138 as per Pete instructed on 27.02.14.
Note on A591: Mandy Ho: as per interim verification, asset E00765 is link to E00822 and used together as into one machine.
Note on J623: Mark Glass 58211: email sent to Mark hull cc Khalil Mohammed asking for forms 2408
Note on J624: Mark Glass 58211: email sent to Mark hull cc Khalil Mohammed asking for forms 2408
Note on A651: Mandy Ho: Not suitable for consolidation of mulit lines. See note in column EY.
Note on A652: Mandy Ho: Not suitable for consolidation of mulit lines. See note in column EY.
Note on A653: Mandy Ho: Not suitable for consolidation of mulit lines. See note in column EY.
Note on AS653: Mandy Ho: correction made in Oct'14 as the £6356 adjustment in FY13-14 related to E00809b
Note on AS654: Mandy Ho: correction made in Oct'14 as the £6356 adjustment in FY13-14 were incorrectly allocated to E00809a
Note on AB667: mbrxsmh3: neither in Oracle
Note on AS668: Mandy Ho: 27.06.14 Opening bal (relates to cost trf out in FY11-12) re-allocated to line829 in Yr of purchase FY10-11, in order to get the depreciation charge being calculated correctly. This is due to the matter of formula set up for the register.
Note on A670: Mandy Ho: as per interim verification, asset E00765 is link to E00822 and used together as into one machine.
Note on AJ672: Mandy Ho: amended from FB00138 as per Pete instructed on 27.02.14.
Note on A681: Mandy Ho: this was incorrectly reconciled as E00804 in FY10-11. This is being corrected in Feb'15
Note on AJ684: Mandy Ho: amended from FB00138 as per Pete instructed on 27.02.14.
Note on AJ687: Mandy Ho: amended from FB00138 as per Pete instructed on 27.02.14.
Note on AJ688: mbrxsmh3: Khalil need to confirm if depn should be charged to AA01446
Note on D689: Mandy Ho: 26.06.15 amended to grant end date
Note on D690: Mandy Ho: 26.06.15 amended to grant end date
Note on D691: Mandy Ho: 26.06.15 amended as per the research grant, which has the shorter end date as instructed by JR
Note on A697: Mandy Ho: Not suitable for consolidation of mulit lines. See note in column EY.
Note on A698: Mandy Ho: Not suitable for consolidation of mulit lines. See note in column EY.
Note on A699: Mandy Ho: Not suitable for consolidation of mulit lines. See note in column EY.
Note on D700: Mandy Ho: amended on 25.06.15 as per email from Alex de Groot.
Note on AJ706: Mandy Ho: amended from FB00138 as per Pete instructed on 27.02.14.
Note on A708: mbrxsmh3: E00867 was part of E00850
Note on D709: Mandy Ho: 26.06.15: amended to the grant end date
Note on D710: Mandy Ho: 26.06.15: amended to the grant end date
Note on CW710: Mandy Ho: line was deleted re R111997 as zero balance.
Note on D711: Mandy Ho: 26.06.15: amended to the grant end date
Note on D712: Mandy Ho: 26.06.15: amended to the grant end date
Note on D713: Mandy Ho: 26.06.15: amended to match the grant with shorter end date
Note on D714: Mandy Ho: 26.05.15: amended to the project end date
Note on D715: Mandy Ho: 26.05.15: amended to the project end date
Note on D716: Mandy Ho: 26.06.15: amended to match the grant end date
Note on CW716: Mandy Ho: line deleted re AA01414 as zero balance
Note on D717: Mandy Ho: 26.06.15: amended to match the grant end date as instructed by JR.
Note on D718: Mandy Ho: 26.06.15: amended to match the grant end date as instructed by JR.
Note on D719: Mandy Ho: 26.06.15: amended to match the grant end date as instrcted by JR
Note on CW719: Mandy Ho: line was deleted for code P111797 as zero balance
Note on A728: Mandy Ho: Not suitable for consolidation of mulit lines. See note in column EY.
Note on CW730: Mandy Ho: line was deleted for code AA10860 as zero balance
Note on CW731: Mandy Ho: line was deleted for code AA10860 as zero balance
Note on D732: Mandy Ho: 26.06.15 amended to match to the grant has shorter end date as instructed by JR
Note on D733: Mandy Ho: confirmed by Nicola Smith on 11.08.14
Note on D734: Mandy Ho: 26.06.15 amended to match the grant end date
Note on D735: Mandy Ho: 26.06.15 amended to match the grant end date
Note on A736: Mandy Ho: L&B project but misposted as equipment. Correction posted by J.OC in Nov12
Note on AB736: mbrxsmh3: part of National Graphene L&B project have all approved by CPSC. Pete have copy of the approval
Note on CW736: Mandy Ho: line with code WA00812 was deleted due to zero balance
Note on A738: mbrxsmh3: See E00850
Note on A741: Mandy Ho: L&B project but misposted as equipment. Correction posted by J.OC in Nov12
Note on AB741: mbrxsmh3: part of National Graphene L&B project have all approved by CPSC. Pete have copy of the approval
Note on CW741: Mandy Ho: line with code WA00812 was deleted due to zero balance
Note on AB742: mbrxsmh3: neither in Oracle
Note on D744: Mandy Ho: Vikki Fellows confirmed grant end date is Jun'15. request of full depn charge in Jun'15
Note on AB744: mbrxsmh3: part of National Graphene L&B project have all approved by CPSC. Pete have copy of the approval
Note on CW744: Mandy Ho: line with code WA00860 was deleted due to zero balance
Note on G750: Mandy Ho: UKRPIF HEFCE grant
Note on U750: Mandy Ho: was Paterson Institute
Note on AB751: mbrxsmh3: rec'd 29.05.13
Note on G754: Mandy Ho: UKRPIF HEFCE grant
Note on U754: Mandy Ho: was Paterson Institute
Note on V754: mbrxsmh3: Voucher #11721612
Note on AB758: mbrxsmh3: see requisition of asset R0878 for a copy. One BC for the full facility of Dalton Institute
Note on CJ758: Sarah Roper: Commissioning date is later than the grant end date (Per the 408 PA project end date report); thus end date set the same as commissioning date so that the asset is fully written down in line with the grant.
Note on AB759: mbrxsmh3: see requisition of asset R0878 for a copy. One BC for the full facility of Dalton Institute
Note on CJ759: Sarah Roper: Commissioning date is later than the grant end date (Per the 408 PA project end date report); thus end date set the same as commissioning date so that the asset is fully written down in line with the grant.
Note on AB760: mbrxsmh3: see requisition of asset R0878 for a copy. One BC for the full facility of Dalton Institute
Note on CJ760: Sarah Roper: Commissioning date is later than the grant end date (Per the 408 PA project end date report); thus end date set the same as commissioning date so that the asset is fully written down in line with the grant.
Note on AB762: mbrxsmh3: this would have been approved by CPSC. Pauline Morgan signed before submitting to CPSC
Note on AB763: mbrxsmh3: see requisition of asset R0878 for a copy. One BC for the full facility of Dalton Institute
Note on AB765: mbrxsmh3: Rec'd from Alison Bate 31.05.13
Note on AB766: mbrxsmh3: Rec'd from Alison Bate 31.05.13
Note on AB767: mbrxsmh3: BC was attached to requisition in Oracle
Note on AB768: mbrxsmh3: BC was attached to requisition in Oracle
Note on AB769: mbrxsmh3: BC was attached to requisition in Oracle
Note on G770: Mandy Ho: UKRPIF HEFCE grant
Note on U770: Mandy Ho: was Paterson Institute
Note on AB770: mbrxsmh3: only approval via e-mail attached to requisition B.C. rec'd on 24.07.13
Note on AB771: mbrxsmh3: approved by CPSC as it's part of the L&B project. Pete has copy of all CPSC approvals.
Note on AB772: mbrxsmh3: BC was attached to requisition in Oracle
Note on AB773: mbrxsmh3: BC was attached to requisition in Oracle
Note on AB775: mbrxsmh3: no BC attached to Oracle??
Note on AB776: mbrxsmh3: BC was attached to requisition in Oracle
Note on AB777: mbrxsmh3: written PO attached with requisition but no authorisation from Dean/HoF
Note on AB778: mbrxsmh3: BC was attached to requisition in Oracle
Note on AB780: mbrxsmh3: e-mailed on 24.06.13
Note on AB781: mbrxsmh3: BC was attached to requisition in Oracle
Note on G783: Mandy Ho: UKRPIF HEFCE grant
Note on U783: Mandy Ho: was Paterson Institute
Note on AB783: mbrxsmh3: attached BC in Oracle not signed? Submitted by hand on 24.07.13 but not signed?
Note on AB785: mbrxsmh3: submitted with Req in Oracle
Note on AB786: mbrxsmh3: submitted with Req in Oracle
Note on AB787: mbrxsmh3: attached BC in Oracle not signed?
Note on AB790: mbrxsmh3: submitted with Req in Oracle
Note on AB792: mbrxsmh3: in Oracle
Note on AB793: mbrxsmh3: in Oracle with capital form
Note on G794: Mandy Ho: UKRPIF HEFCE grant
Note on AB794: mbrxsmh3: in Oracle with capital form
Note on AB795: mbrxsmh3: in Oracle with capital form part of Project Diamond
Note on A796: mbrxsmh3: 50% prepayment!! Confirmed by Gemma Lyons on 10.10.13 G.Lyons confirmed on 29.11.13 that asset has been delivered.
Note on AB796: mbrxsmh3: in Oracle with capital form
Note on A797: mbrxsmh3: 50% prepayment!! Confirmed by Gemma Lyons on 10.10.13 G.Lyons confirmed on 29.11.13 that asset has been delivered.
Note on AB797: mbrxsmh3: in Oracle with capital form
Note on G798: Mandy Ho: UKRPIF HEFCE grant
Note on AB798: mbrxsmh3: in Oracle with capital form
Note on AB799: mbrxsmh3: in Oracle with capital form
Note on AB800: mbrxsmh3: in Oracle with capital form
Note on AB801: mbrxsmh3: in Oracle with capital form
Note on G802: Mandy Ho: UKRPIF HEFCE grant
Note on AB802: mbrxsmh3: in Oracle with capital form
Note on U803: Mandy Ho: changed from Chemistry to PSI as per Mike Hoare instructed 26.02.14
Note on AB803: mbrxsmh3: in Oracle with capital form
Note on AB804: mbrxsmh3: in Oracle with capital form
Note on AB805: mbrxsmh3: in Oracle with capital form
Note on AB806: mbrxsmh3: in Oracle with capital form
Note on L807: Mandy Ho: Jon Master will confirm further details as the equipment has already taken by the academic staff who left UoM to Oxford University
Note on AB807: mbrxsmh3: 2005 Business Plan & approval via e-mail submitted with Requisition
Note on AC807: Mandy Ho: was told this equipment was with University of Oxford when verifying asset R0779 in Nov13
Note on AB808: Mandy Ho: attached with requisition in Oracle
Note on G809: Mandy Ho: UKRPIF HEFCE grant
Note on AB810: Mandy Ho: attached with requisition
Note on AB811: Mandy Ho: attached with requisition
Note on D812: Mandy Ho: Rachael Lyster confirmed no change of End of UEL 15.02.16
Note on AB812: Mandy Ho: attached with requisition
Note on AB816: Mandy Ho: attached with requisition
Note on AB817: Mandy Ho: attached with requisition
Note on AB818: Mandy Ho: attached with requisition
Note on D819: Mandy Ho: grant ended date 31.03.15
Note on G819: Mandy Ho: UKRPIF HEFCE grant
Note on AB819: Mandy Ho: part of MCF approved HEFCE UKRPIF
Note on AB820: Mandy Ho: attached with requisition
Note on AB821: Mandy Ho: attached with requisition
Note on AB822: Mandy Ho: attached with requisition
Note on G826: Mandy Ho: UKRPIF HEFCE grant
Note on AG829: Mandy Ho: fund trf from SIRF
Note on D830: Mandy Ho: grant ended date 31.03.15
Note on G830: Mandy Ho: UKRPIF HEFCE grant
Note on AB830: Mandy Ho: part of MCF approved HEFCE UKRPIF
Note on D833: Mandy Ho: grant ended date 31.03.15
Note on G833: Mandy Ho: UKRPIF HEFCE grant
Note on AB833: Mandy Ho: part of MCF approved HEFCE UKRPIF
Note on D835: Mandy Ho: grant ended date 31.03.15
Note on G835: Mandy Ho: UKRPIF HEFCE grant
Note on AB835: Mandy Ho: part of MCF approved HEFCE UKRPIF
Note on AG836: Mandy Ho: Jess Dodd confirmed this is HEFCE UKRPIF £15m grant
Note on A842: Mandy Ho: Relates to R0727
Note on C842: Mandy Ho: amended 24.03.15 as per email rec'd from David Lythgoe
Note on D842: Mandy Ho: grant ended date 31.03.15
Note on G842: Mandy Ho: UKRPIF HEFCE grant
Note on AB842: Mandy Ho: part of MCF approved HEFCE UKRPIF
Note on CJ842: Mandy Ho: UEL set as grant end date - checked.
Note on CN842: Mandy Ho: grant end date = 31.03.15 as confirmed by EPS
Note on AB843: Mandy Ho:
Note on AB844: Mandy Ho:
Note on C845: Mandy Ho: cost trf in Jun15
Note on A846: Mandy Ho: this asset is attached to R0986
Note on D846: Mandy Ho: grant ended date 31.03.15
Note on V846: Mandy Ho: Line 1 in PO
Note on AB846: Mandy Ho: part of MCF approved HEFCE UKRPIF
Note on CJ848: Sarah Roper: Commissioning date is later than the grant end date (Per the 408 PA project end date report); thus end date set the same as commissioning date so that the asset is fully written down in line with the grant.
Note on CW848: Mandy Ho: line with code AA10325 was deleted due to zero bal.shown
Note on U850: Mandy Ho: Manchester Surgical Skills and Simulation Centre
Note on U851: Mandy Ho: Manchester Surgical Skills and Simulation Centre
Note on J853: Mandy Ho: as per Jason Bruce confirmed on verification 21.07.14, the Analyer and the Hypoxic Workstation should be grouped together as a set of capital equipment.
Note on J854: Mandy Ho: as per Jason Bruce confirmed on verification 21.07.14, the Analyer and the Hypoxic Workstation should be grouped together as a set of capital equipment.
Note on D860: Mandy Ho: grant ended date 31.03.15
Note on AB860: Mandy Ho: part of MCF approved HEFCE UKRPIF
Note on D865: Mandy Ho: grant ended date 31.03.15
Note on AB865: Mandy Ho: part of MCF approved HEFCE UKRPIF
Note on C866: Mandy Ho: confirmed by V.F via Jun'15 capital adj in EPS
Note on C870: Mandy Ho: confirmed by V.F via Jun'15 capital adj in EPS
Note on V870: Mandy Ho: Paulo jorge Da silva bartolo confirmed the equipment will be delivered on 17.07.14.
Note on D871: Mandy Ho: grant ended date 31.03.15
Note on C879: Mandy Ho: confirmed on 13.03.15 by Gemma Mossop
Note on C882: Mandy Ho: confirmed by VF as per cost trf in Jun'15
Note on D884: Mandy Ho: grant ended date 31.03.15
Note on CW885: Mandy Ho: line with code P117087 was deleted due to zero balance.
Note on D886: Mandy Ho: grant ended date 31.03.15
Note on AB886: Mandy Ho: HEFCE UKRPIF MCF grant, B.C. covers >1 equipment purchasing and it is sent by Pauline Morgan in FY13-14
Note on D887: Mandy Ho: grant ended date 31.03.15
Note on AB887: Mandy Ho: HEFCE UKRPIF MCF grant, B.C. covers >1 equipment purchasing and it is sent by Pauline Morgan in FY13-14
Note on C888: Mandy Ho: * Sep14 as per equipment form but no receipt in Oracle as at 17.10.14 * Updated 24.03.15 as per David Lythgoe email
Note on D888: Mandy Ho: grant ended date 31.03.15
Note on AB888: Mandy Ho: HEFCE UKRPIF MCF grant, B.C. covers >1 equipment purchasing and it is sent by Pauline Morgan in FY13-14
Note on C893: Mandy Ho: * to be confirmed as cost incurred in Oc'14 but equipment form had c. date in 01.09.14? * amended 24.03.15 as per David Lythgoe email
Note on D893: Mandy Ho: grant ended date 31.03.15
Note on C894: Mandy Ho: * to be confirmed as cost incurred in Oc'14 but equipment form had in 01.09.14? * amended 24.03.15 as per David Lythgoe email
Note on AS894: Mandy Ho: Costs in FY1415 incorrectly matched to this capital project. Re- matched in Jun'16
Note on C895: Mandy Ho: * to be confirmed as cost incurred in Oc'14 but equipment form had in 01.09.14? * amended 24.03.15 as per David Lythgoe email
Note on C899: Mandy Ho: to be confirmed as cost transferred from prepayment in Oct'14 but equipment form had in 01.09.14? Sarah-Jane Clelland confirmed that this asset will be delivered end of Dec & commissioned in beginning of 2015 To be re-confirmed in Jan'15 Prepayment of 30% made amended as per email from Boguslawa Brandys re verification email 16.02.15
Note on D899: Mandy Ho: grant ended date 31.03.15
Note on D900: Mandy Ho: grant ended date 31.03.15
Note on C903: Mandy Ho: as per equipment form
Note on D905: Mandy Ho: grant ended date 31.03.15
Note on D906: Mandy Ho: grant ended date 31.03.15
Note on C907: Mandy Ho: updated on 24.03.15 as per David Lythgoe email
Note on D907: Mandy Ho: grant ended date 31.03.15
Note on C911: Mandy Ho: amended as per email 30.04.15 from Sasha
Note on C916: Mandy Ho: confirmed via email on 19.06.15
Note on C918: Mandy Ho: as per form rec'd on 19.02.15
Note on C919: Mandy Ho: as per form rec'd on 19.02.15
Note on C922: Mandy Ho: confirmed via email on 11.02.15
Note on C923: Mandy Ho: as per email from Sasha Windelinckx on 30.04.15
Note on C924: Mandy Ho: As per equipment form
Note on D924: Mandy Ho: grant ended date 31.03.15
Note on AB924: Mandy Ho: part of HEFCE - MCF grant approval
Note on CJ924: Mandy Ho: grant end date = 31.03.15 as confirmed by EPS. UEL thus set as same as the commission date.
Note on CN924: Mandy Ho: Due to grant end date was 31.03.15
Note on AB926: Mandy Ho: part of Business case submitted for asset E01049
Note on AB927: Mandy Ho: only a copy of grant letter from EPSRC attached with no signature ?
Note on C932: Mandy Ho: * as per equipment form * amended as per David Lythoge email 23.03.15
Note on D932: Mandy Ho: grant ended date 31.03.15
Note on AB932: Mandy Ho: not submitted to iProc but this is part of the main HEFCE UKRPIF MCF grant approval
Note on CJ932: Mandy Ho: grant end date = 31.03.15 as confirmed by EPS. UEL thus set as same as the commission date.
Note on CN932: Mandy Ho: grant end date = 31.03.15 as confirmed by EPS
Note on C933: Mandy Ho: updated 24.03.15 as per David Lythgoe email 23.03.15
Note on D933: Mandy Ho: grant ended date 31.03.15
Note on AB933: Mandy Ho: not submitted to iProc but this is part of the main HEFCE UKRPIF MCF grant approval
Note on CJ933: Mandy Ho: grant end date = 31.03.15 as confirmed by EPS. UEL thus set as same as the commission date.
Note on CN933: Mandy Ho: grant end date = 31.03.15 as confirmed by EPS
Note on CW933: Mandy Ho: line with code R116350 was deleted due to zero balance.
Note on C934: Mandy Ho: as per form
Note on D934: Mandy Ho: grant ended date 31.03.15
Note on AB934: Mandy Ho: not submitted to iProc but this is part of the main HEFCE UKRPIF MCF grant approval
Note on CJ934: Mandy Ho: grant end date = 31.03.15 as confirmed by EPS. UEL thus set as same as the commission date.
Note on CN934: Mandy Ho: grant end date = 31.03.15 as confirmed by EPS
Note on C935: Mandy Ho: *AS PER EQUIPMENT FORM *re-confirmed via email by Sophie Cheetham 15.04.15
Note on F935: Mandy Ho: it was part funded initially in FY1415.
Note on C939: Mandy Ho: AS PER EQUIPMENT FORM
Note on C940: Mandy Ho: AS PER EQUIPMENT FORM
Note on D940: Mandy Ho: grant ended date Mar15 as per e. form
Note on CJ940: Mandy Ho: grant end date = 31.03.15 as confirmed by EPS. UEL thus set as same as the commission date.
Note on CN940: Mandy Ho: grant end date = 31.03.15 as confirmed by EPS
Note on C953: Mandy Ho: equipment form stated May15 but cost incurred in Jun'15.
Note on C954: Mandy Ho: equipment form stated Apr15 but cost incurred in Jun'15.
Note on AB954: Mandy Ho: case submitted without signed approval?
Note on C955: Mandy Ho: equipment form stated May15 but cost incurred in Jun'15.
Note on C956: Mandy Ho: Mike Berne confirmed this equipment is commissioned in Jun'15
Note on D967: Mandy Ho: match to the R funded grant end date
Note on D968: Mandy Ho: grant end date 30.10.15
Note on AS991: Mandy Ho: Costs in FY1415 incorrectly matched to this capital project. Re- matched in Jun'16
Note on AB1000: Mandy Ho: BC with no signed approval in Oracle
Note on AS1030: Jill Roberts: Decided to move these to 9001/9051 as part of the building, therefore remove from asset register
Note on A1180: Mandy Ho: request of writing off in Apr'14 interim verification
Note on A1191: Mandy Ho: request of writing off in Apr'14 interim verification
Note on A1212: Mandy Ho: request of writing off in Apr'14 interim verification
Note on A1415: Mandy Ho: Update as per FY13-14 interim verification exercise return: Scrapped write off at the year end FY1314
Note on A1447: mbrxsmh3: asset sold in Mar'13
Note on D1467: Mandy Ho: 29.06.15 - amended to the grant end date
Note on AS1467: EMG: Includes £450k spend in 06/07
Note on J1495: Mark Glass: chased again for form 05 april to ZS.
Note on CW1542: Mandy Ho: line with code R107472 was deleted as zero balance shown.
Note on J1567: Mark Glass 58211: sent email to Helen requesting form 22/06
Note on J1577: Mark Glass 58211: 24/08 email to Cheryl jackson requesting form
Note on J1581: Mark Glass 58211: 26/08 email to Scott Noble requesting form
Note on T1594: mbrxsmh3: Amended to Chemistry of EPS 15.04.13. Alison informed that it was a cross-faculty grant and asset R0624 was purchased by the School of Chemistry
Note on AM1613: Mandy Ho: consolidated lines on 27.01.16 as per FAR cleanse
Note on AM1614: Mandy Ho: consolidated lines on 27.01.16 as per FAR cleanse
Note on K1619: Mark Glass 58211: 27 oct spoke to Raj to ask about UC. He will contact academic and advise
Note on CJ1634: Sarah Roper: Commissioning date is later than the grant end date (Per the 408 PA project end date report); thus end date set the same as commissioning date so that the asset is fully written down in line with the grant.
Note on CJ1642: Sarah Roper: Commissioning date is later than the grant end date (Per the 408 PA project end date report); thus end date set the same as commissioning date so that the asset is fully written down in line with the grant.
Note on CW1659: Mandy Ho: lines with code R111540 are deleted as it has zero balance overall.
Note on J1667: Mark Glass 58211: email sent to Steve hamer cc nicola Smith asking for forms 2408
Note on J1668: Mark Glass 58211: email sent to Steve hamer cc nicola Smith asking for forms 2408
Note on A1669: mbrxsmh3: this should not be a capital item as total of PO was only £6k.
Note on J1670: Mark Glass 58211: email sent to Steve Ogden and Nick D requesting forms
Note on J1671: Mark Glass 58211: email sent to susan hirst and nick davison requesting paperwork 06 sept
Note on J1672: Mark Glass 58211: email to lee ashton and nicola c requesting information - business case received 20/09
Note on J1673: Mark Glass 58211: 20/09 email to Lee ashton and nicola cousens requesting forms - business case received 20/09
Note on J1675: Mark Glass 58211: 21/09 email to Lee ashton and Nicola Cosens requesting forms
Note on J1679: Mark Glass 58211: email sent to lee ashton, nicola cosens and helen whall chasing forms 01/10
Note on D1690: Mandy Ho: 29.06.15 amended to the month when asset was fully depreciated as the grant end date was 31.03.11
Note on CW1690: Mandy Ho: lines with code P111797 were deleted due to overall balance is zero
Note on D1691: Mandy Ho: 29.06.15 amended to the month when asset was fully depreciated in order to matche the grant funded UEL
Note on CW1691: Mandy Ho: lines with code P111797 were deleted due to overall balance is zero
Note on CJ1693: Sarah Roper: Commissioning date is later than the grant end date (Per the 408 PA project end date report); thus end date set the same as commissioning date so that the asset is fully written down in line with the grant.
Note on CW1693: Mandy Ho: lines with code R012179 were deleted due to overall balance is zero
Note on CJ1694: Sarah Roper: Commissioning date is later than the grant end date (Per the 408 PA project end date report); thus end date set the same as commissioning date so that the asset is fully written down in line with the grant.
Note on CW1694: Mandy Ho: lines with code R012179 were deleted due to overall balance is zero
Note on CW1724: Mandy Ho: line with code R112021 was removed as zero balance shown
Note on CW1725: Mandy Ho: line with code R112021 was removed as zero balance shown
Note on CJ1732: Sarah Roper: Commissioning date is later than the grant end date (Per the 408 PA project end date report); thus end date set the same as commissioning date so that the asset is fully written down in line with the grant.
Note on D1733: Mandy Ho: 29.06.15 amended to grant end date
Note on CW1748: Mandy Ho: line with code R107374 was removed due to zero balance shown.
Note on A1780: mbrxsmh3: Non-capital item adjusted in FY1213
Note on D1782: Mandy Ho: 29.06.15 amended to the grant end date
Note on D1783: Mandy Ho: 29.06.15 amended to the grant end date
Note on CW1794: Mandy Ho: Lines with code R113678 are removed due to zero balance shown.
Note on D1798: Mandy Ho: 29.06.15 amended to the grant end date
Note on CW1798: Mandy Ho: Lines with code R113030 are removed due to zero balance shown.
Note on D1799: Mandy Ho: 29.06.15 amended to match to the grant end date for part funded asset
Note on CW1799: Mandy Ho: Lines with code R113030 are removed due to zero balance shown.
Note on D1802: Mandy Ho: 29.06.15 amended to the grant end date
Note on A1803: Mandy Ho: Relates to asset R0945
Note on CJ1803: Sarah Roper: Commissioning date is later than the grant end date (Per the 408 PA project end date report); thus end date set the same as commissioning date so that the asset is fully written down in line with the grant.
Note on A1804: Mandy Ho: Relates to asset R0945
Note on CJ1804: Sarah Roper: Commissioning date is later than the grant end date (Per the 408 PA project end date report); thus end date set the same as commissioning date so that the asset is fully written down in line with the grant.
Note on AM1806: mbrxsmh3: amended from '01' as per Matthew Charnock e-mail on 22.07.13
Note on D1808: Mandy Ho: 29.06.15 amended to the grant end date
Note on D1809: Mandy Ho: 29.06.15 amended the UEL to match the grant end date as part funded asset
Note on D1810: Mandy Ho: Rachael Lyster confirmed no change of End of UEL 15.02.16
Note on D1811: Mandy Ho: 29.06.15 amended to the grant end date
Note on D1813: Mandy Ho: 29.06.15 amended to the grant end date
Note on D1817: Mandy Ho: 29.06.15 amended to the grant end date
Note on D1820: Mandy Ho: 29.06.15 amended to the grant end date
Note on D1821: Mandy Ho: 29.06.15 amended to the grant end date
Note on D1822: Mandy Ho: 29.06.15 amended to the grant end date
Note on D1823: Mandy Ho: 29.06.15 amended to the grant end date
Note on D1824: Mandy Ho: 29.06.15 amended to the grant end date
Note on AB1825: mbrxsmh3: no formal form but rec'd an e-mail approval
Note on CW1825: Mandy Ho: line with code AA01911 was removed due to zero balance shown.
Note on D1827: Mandy Ho: 29.06.15 amended to the grant end date
Note on D1828: Mandy Ho: 29.06.15 amended to the grant end date
Note on D1832: Mandy Ho: 29.06.15 amended to the grant end date
Note on D1837: Mandy Ho: 29.06.15 amended to the grant end date
Note on D1838: Mandy Ho: 29.06.15 amended to the grant end date
Note on D1839: Mandy Ho: 29.06.15 amended to the grant end date
Note on D1840: Mandy Ho: 29.06.15 amended to the grant end date
Note on D1841: Mandy Ho: 29.06.15 amended to the grant end date
Note on D1844: Mandy Ho: 29.06.15 amended to the grant end date
Note on D1845: Mandy Ho: 29.06.15 amended to the grant end date
Note on AB1849: mbrxsmh3: BC was attached to requisition in Oracle
Note on CJ1850: Sarah Roper: Commissioning date is later than the grant end date (Per the 408 PA project end date report); thus end date set the same as commissioning date so that the asset is fully written down in line with the grant.
Note on D1853: Mandy Ho: 29.06.15 amended to the grant end date
Note on U1857: mbrxsmh3: changed to MACE due to asset belongs to MACE but purchased on Materials grant confirmed by S.N.
Note on U1858: mbrxsmh3: changed to MACE due to asset belongs to MACE but purchased on Materials grant confirmed by S.N.
Note on U1859: mbrxsmh3: changed to MACE due to asset belongs to MACE but purchased on Materials grant confirmed by S.N.
Note on D1861: Mandy Ho: 29.06.15 amended to the grant end date
Note on D1862: Mandy Ho: 29.06.15 amended to the grant end date
Note on D1863: Mandy Ho: 29.06.15 amended to the grant end date
Note on D1864: Mandy Ho: 29.06.15 amended the UEL to match the grant, which had the shorter end date for part funded asset as instructed
Note on A1865: mbrxsmh3: was R0523 in Nov & Dec'12 Register.
Note on AB1868: mbrxsmh3: rec'd 23.05.13
Note on D1869: Mandy Ho: 29.06.15 amended to the month when cost adj incurred
Note on AB1869: mbrxsmh3: the one attached in Oracle is not signed! But approved by P.Morgan in Oracle
Note on D1870: Mandy Ho: 29.06.15 amended the UEL to match the grant end date for part funded asset as instructed
Note on G1870: Mandy Ho: it was funded from WA00738 HEFCE unallocated equipment fund in Dec'13
Note on AB1870: mbrxsmh3: the one attached in Oracle is not signed! But approved by P.Morgan in Oracle
Note on D1871: Mandy Ho: 29.06.15 amended to the grant end date
Note on AB1871: mbrxsmh3: no B.C attached to requisition?
Note on D1872: Mandy Ho: 29.06.15 amended to the grant end date
Note on D1874: Mandy Ho: Vikki Fellows confirmed grant end date is Jun'15. request of full depn charge in Jun'15
Note on AB1874: mbrxsmh3: attached with initial requisition
Note on A1875: mbrxsmh3: Previously under R0890 but re-classed to R0868 as per Nicola Smith request on 25.10.13
Note on D1875: Mandy Ho: Vikki Fellows confirmed grant end date is Jun'15. request of full depn charge in Jun'15
Note on AB1875: mbrxsmh3: part of National Graphene L&B project have all approved by CPSC. Pete have copy of the approval
Note on AB1876: mbrxsmh3: attached with initial requisition
Note on CW1876: Mandy Ho: line with code R115764 was removed due to zero balance shown.
Note on D1877: Mandy Ho: Vikki Fellows confirmed grant end date is Jun'15. request of full depn charge in Jun'15
Note on D1878: Mandy Ho: Rachael Lyster confirmed no change of End of UEL 15.02.16
Note on AB1879: mbrxsmh3: attached with initial requisition
Note on AB1880: mbrxsmh3: attached with initial requisition
Note on AB1881: mbrxsmh3: the one attached in Oracle is not signed but shows list of approvals in Oracle
Note on AB1882: mbrxsmh3: attached with initial requisition
Note on CJ1882: Sarah Roper: Commissioning date is later than the grant end date (Per the 408 PA project end date report); thus end date set the same as commissioning date so that the asset is fully written down in line with the grant.
Note on A1883: mbrxsmh3: Was prepaid in FY1213
Note on AB1883: mbrxsmh3: attached with initial requisition
Note on CJ1883: Sarah Roper: Commissioning date is later than the grant end date (Per the 408 PA project end date report); thus end date set the same as commissioning date so that the asset is fully written down in line with the grant.
Note on A1884: mbrxsmh3: Was prepaid in FY1213
Note on AB1884: mbrxsmh3: attached with initial requisition
Note on CJ1884: Sarah Roper: Commissioning date is later than the grant end date (Per the 408 PA project end date report); thus end date set the same as commissioning date so that the asset is fully written down in line with the grant.
Note on AB1886: mbrxsmh3: attached with initial requisition
Note on A1887: mbrxsmh3: was prepaid in Mar'13 Nicola Smith confirmed that the estimated delivery time will be Oct14. As per the latest updates from Nicola Smith on 21.07.14, the equipment will be delivered Sep'15.
Note on AB1887: mbrxsmh3: attached with initial requisition
Note on D1888: Mandy Ho: Vikki Fellows confirmed grant end date is Jun'15. request of full depn charge in Jun'15
Note on A1889: mbrxsmh3: Formerly was R0905
Note on D1889: Mandy Ho: Vikki Fellows confirmed grant end date is Jun'15. request of full depn charge in Jun'15
Note on AB1889: mbrxsmh3: sumbitted with requisition (with no signitaure) in Oracle but approved by Pauline Morgan
Note on AB1890: mbrxsmh3: attached with initial requisition
Note on AB1891: mbrxsmh3: attached with initial requisition
Note on AB1892: mbrxsmh3: attached with initial requisition
Note on CJ1892: Sarah Roper: Commissioning date is later than the grant end date (Per the 408 PA project end date report); thus end date set the same as commissioning date so that the asset is fully written down in line with the grant.
Note on CW1892: Mandy Ho: line with code R115427 was removed due to zero balance.
Note on AB1893: mbrxsmh3: attached with initial requisition
Note on CJ1893: Sarah Roper: Commissioning date is later than the grant end date (Per the 408 PA project end date report); thus end date set the same as commissioning date so that the asset is fully written down in line with the grant.
Note on CW1893: Mandy Ho: line with code R115427 was removed due to zero balance.
Note on AB1894: mbrxsmh3: the one attached in Oracle is not signed?!
Note on C1895: Mandy Ho: as confirmed by Vikki Fellows 01.07.15
Note on D1895: Mandy Ho: VF instructed to fully dep as grant end date is Jun'15
Note on AB1895: mbrxsmh3: part of National Graphene L&B project have all approved by CPSC. Pete have copy of the approval
Note on AB1896: mbrxsmh3: attached with initial requisition
Note on AB1897: mbrxsmh3: attached with initial requisition
Note on D1898: Mandy Ho: 29.06.15 amended to the grant end date
Note on AB1898: mbrxsmh3: the one attached in Oracle is not signed?!
Note on D1899: Mandy Ho: 29.06.15 amended to the grant end date
Note on AB1899: mbrxsmh3: attached with initial requisition
Note on AB1900: mbrxsmh3: attached with initial requisition
Note on D1901: Mandy Ho: 29.06.15 amended to the grant end date
Note on AB1901: mbrxsmh3: attached with initial requisition
Note on F1902: Mandy Ho: amended as per cost trf incurred in Dec14 by Amanda Pixton
Note on AB1902: mbrxsmh3: the one attached in Oracle is not signed?!
Note on F1903: Mandy Ho: amended as per cost trf incurred in Dec14 by Amanda Pixton
Note on AB1903: mbrxsmh3: the one attached in Oracle is not signed?!
Note on F1904: Mandy Ho: amended as per cost trf incurred in Dec14 by Amanda Pixton
Note on AB1904: mbrxsmh3: the one attached in Oracle is not signed?!
Note on AB1905: mbrxsmh3: attached with initial requisition
Note on CJ1905: Sarah Roper: Commissioning date is later than the grant end date (Per the 408 PA project end date report); thus end date set the same as commissioning date so that the asset is fully written down in line with the grant.
Note on AB1906: mbrxsmh3: attached with initial requisition
Note on CJ1906: Sarah Roper: Commissioning date is later than the grant end date (Per the 408 PA project end date report); thus end date set the same as commissioning date so that the asset is fully written down in line with the grant.
Note on AB1907: mbrxsmh3: attached with initial requisition
Note on C1908: Mandy Ho: confirmed by VF as per Jun'15 capital adj
Note on D1908: Mandy Ho: grant end date 09-JAN-2016
Note on D1909: Mandy Ho: Vikki Fellows confirmed grant end date is Jun'15. request of full depn charge in Jun'15
Note on AB1909: mbrxsmh3: part of National Graphene L&B project have all approved by CPSC. Pete have copy of the approval
Note on AB1910: mbrxsmh3: not attached with requisition??
Note on AB1911: mbrxsmh3: attached with requisition with no signature But approved by Pauline Morgan and Janet Lewis as assumption of signed business case is held within the Faculty.
Note on D1912: Mandy Ho: 29.06.15 amended THE uel to match the grant as part funded asset
Note on AB1912: mbrxsmh3: attached with requisition with no signature But approved by Pauline Morgan and Janet Lewis as assumption of signed business case is held within the Faculty.
Note on D1913: Mandy Ho: 29.06.15 amended THE uel to match the grant as part funded asset
Note on AB1913: mbrxsmh3: attached with requisition with no signature But approved by Pauline Morgan and Janet Lewis as assumption of signed business case is held within the Faculty.
Note on D1914: Mandy Ho: Rachael Lyster confirmed no change of End of UEL 15.02.16
Note on U1915: mbrxsmh3: Funded by FLS grant but belongs to MHS as per Alison Bate confirmed 29.07.13
Note on A1916: mbrxsmh3: Was prepaid in FY2012-13
Note on AB1916: mbrxsmh3: sumbitted with requisition in Oracle
Note on G1917: Mandy Ho: it was funded from WA00738 HEFCE unallocated equipment fund in Dec'13
Note on AB1917: mbrxsmh3: sumbitted with requisition in Oracle
Note on D1918: Mandy Ho: 29.06.15 amended to the grant end date
Note on U1918: mbrxsmh3: Funded by FLS grant but belongs to MHS as per Alison Bate confirmed 29.07.13
Note on D1919: Mandy Ho: 29.06.15 amended to the grant end date
Note on U1919: mbrxsmh3: Funded by FLS grant but belongs to MHS as per Alison Bate confirmed 29.07.13
Note on AB1920: mbrxsmh3: sumbitted with requisition (with no signitaure) in Oracle but approved by Pauline Morgan
Note on D1922: Mandy Ho: Rachael Lyster confirmed no change of End of UEL 15.02.16
Note on AB1922: mbrxsmh3: in Oracle with capital form
Note on AB1923: mbrxsmh3: in Oracle with capital form
Note on AB1924: mbrxsmh3: in Oracle
Note on AB1925: mbrxsmh3: in Oracle
Note on U1926: Mandy Ho: Centre for Dermatology
Note on AB1926: mbrxsmh3: in Oracle
Note on AB1927: mbrxsmh3: in Oracle
Note on D1928: Mandy Ho: 29.06.15 amended to the grant end date 31.07.15
Note on D1929: Mandy Ho: 29.06.15 amended THE uel to match the grant as part funded asset
Note on U1930: mbrxsmh3: Manchester Centre for Collaboration in Inflammation Research
Note on AB1930: mbrxsmh3: in Oracle
Note on AB1931: mbrxsmh3: with Req in Oracle
Note on AB1932: mbrxsmh3: with Req in Oracle
Note on AB1933: mbrxsmh3: with Req in Oracle
Note on AB1934: mbrxsmh3: with Req in Oracle
Note on AB1935: mbrxsmh3: with Req in Oracle
Note on C1936: Mandy Ho: as confirmed by Vikki Fellows 01.07.15
Note on D1936: Mandy Ho: VF instructed to fully dep as grant end date is Jun'15
Note on AB1936: mbrxsmh3: part of National Graphene L&B project have all approved by CPSC. Pete have copy of the approval
Note on C1937: Mandy Ho: as confirmed by Vikki Fellows 01.07.15
Note on D1937: Mandy Ho: VF instructed to fully dep as grant end date is Jun'15
Note on AB1937: mbrxsmh3: part of National Graphene L&B project have all approved by CPSC. Pete have copy of the approval
Note on C1938: Mandy Ho: as confirmed by Vikki Fellows 01.07.15
Note on D1938: Mandy Ho: VF instructed to fully dep as grant end date is Jun'15
Note on AB1938: mbrxsmh3: part of National Graphene L&B project have all approved by CPSC. Pete have copy of the approval
Note on AB1939: Mandy Ho: attached with requisition in Oracle
Note on AB1940: Mandy Ho: attached with requisition in Oracle
Note on D1941: Mandy Ho: 29.06.15 amended to the grant end date
Note on AB1941: Mandy Ho: attached with requisition in Oracle
Note on D1942: Mandy Ho: 29.06.15 amended to the grant end date
Note on AB1942: Mandy Ho: attached with requisition in Oracle
Note on AB1943: Mandy Ho: attached with requisition in Oracle
Note on AB1944: Mandy Ho: attached with requisition in Oracle But old version of equipment form was used
Note on AB1945: Mandy Ho: attached with requisition in Oracle But old version of equipment form was used
Note on AB1948: Mandy Ho: BC with no signature but approved by PM in Oracle
Note on V1949: Mandy Ho: replacement of PO1189533
Note on V1950: Mandy Ho: replacement of PO1189533
Note on D1955: Mandy Ho: Rachael Lyster confirmed no change of End of UEL 15.02.16
Note on CW1959: Mandy Ho: line with code R114966 was removed due to zero balance.
Note on CW1960: Mandy Ho: line with code R114966 was removed due to zero balance.
Note on D1964: Mandy Ho: 29.06.15 amended to the grant end date
Note on D1965: Mandy Ho: 29.06.15 amended to the grant end date
Note on A1967: Mandy Ho: Relates to asset R0805
Note on C1967: Mandy Ho: confirmed by VF as per Jun'15 cost adj
Note on D1967: Mandy Ho: set to match the grant end date
Note on A1972: Mandy Ho: 2 set of this equipment purchased but on the same order. 1 will be commissioning in Aug14 so when full order billed, this need to have it separated as R0948a & R0948b.
Note on CJ1975: Sarah Roper: Commissioning date is later than the grant end date (Per the 408 PA project end date report); thus end date set the same as commissioning date so that the asset is fully written down in line with the grant.
Note on CJ1977: Sarah Roper: Commissioning date is later than the grant end date (Per the 408 PA project end date report); thus end date set the same as commissioning date so that the asset is fully written down in line with the grant.
Note on D1982: Mandy Ho: 29.06.15 amended to the grant end date
Note on A1985: Mandy Ho: links to asset R1005 (PO1205612)
Note on D1985: Mandy Ho: 29.06.15 amended to the grant end date
Note on D1986: Mandy Ho: 29.06.15 amended to the grant end date
Note on K1987: Mandy Ho: extra information: The stage is designed to be fitted into the Quanta FEG 250 scanning electron microscope located at the Dalton Cumbrian Facility.
Note on CJ1988: Sarah Roper: Commissioning date is later than the grant end date (Per the 408 PA project end date report); thus end date set the same as commissioning date so that the asset is fully written down in line with the grant.
Note on CJ1989: Sarah Roper: Commissioning date is later than the grant end date (Per the 408 PA project end date report); thus end date set the same as commissioning date so that the asset is fully written down in line with the grant.
Note on CJ1990: Sarah Roper: Commissioning date is later than the grant end date (Per the 408 PA project end date report); thus end date set the same as commissioning date so that the asset is fully written down in line with the grant.
Note on CJ1991: Sarah Roper: Commissioning date is later than the grant end date (Per the 408 PA project end date report); thus end date set the same as commissioning date so that the asset is fully written down in line with the grant.
Note on CJ1992: Sarah Roper: Commissioning date is later than the grant end date (Per the 408 PA project end date report); thus end date set the same as commissioning date so that the asset is fully written down in line with the grant.
Note on CJ1993: Sarah Roper: Commissioning date is later than the grant end date (Per the 408 PA project end date report); thus end date set the same as commissioning date so that the asset is fully written down in line with the grant.
Note on CJ1994: Sarah Roper: Commissioning date is later than the grant end date (Per the 408 PA project end date report); thus end date set the same as commissioning date so that the asset is fully written down in line with the grant.
Note on CJ1995: Sarah Roper: Commissioning date is later than the grant end date (Per the 408 PA project end date report); thus end date set the same as commissioning date so that the asset is fully written down in line with the grant.
Note on CJ1996: Sarah Roper: Commissioning date is later than the grant end date (Per the 408 PA project end date report); thus end date set the same as commissioning date so that the asset is fully written down in line with the grant.
Note on D1999: Mandy Ho: 29.06.15 amended to the grant end date
Note on A2000: Mandy Ho: Alison Bate confirmed this is not a Capital asset and corrected in Apr'14.
Note on CJ2005: Sarah Roper: Commissioning date is later than the grant end date (Per the 408 PA project end date report); thus end date set the same as commissioning date so that the asset is fully written down in line with the grant.
Note on V2006: Mandy Ho: Najat Hussain informed that the remaining balance is paid as prepayment £134,826 and the parts will be delivered in Oct'14.
Note on V2007: Mandy Ho: Najat Hussain informed that the remaining balance is paid as prepayment £134,826 and the parts will be delivered in Oct'14.
Note on V2008: Mandy Ho: Najat Hussain informed that the remaining balance is paid as prepayment £134,826 and the parts will be delivered in Oct'14.
Note on V2009: Mandy Ho: was originally coded to IE6010
Note on A2011: Mandy Ho: link to asset R0968
Note on CJ2011: Sarah Roper: Commissioning date is later than the grant end date (Per the 408 PA project end date report); thus end date set the same as commissioning date so that the asset is fully written down in line with the grant.
Note on C2013: Mandy Ho: as confirmed by Vikki Fellows 01.07.15
Note on D2013: Mandy Ho: VF instructed to fully dep as grant end date is Jun'15
Note on AB2013: Mandy Ho: unsigned BC submitted with requistiion but approved by P.M
Note on CW2014: Mandy Ho: line with code R116818 was removed due to zero balance.
Note on CJ2016: Sarah Roper: Commissioning date is later than the grant end date (Per the 408 PA project end date report); thus end date set the same as commissioning date so that the asset is fully written down in line with the grant.
Note on D2017: Mandy Ho: grant end date 28.02.17
Note on CW2018: Mandy Ho: line with code R116818 was removed due to zero balance.
Note on D2019: Mandy Ho: 29.06.15 amended to the grant end date
Note on CJ2020: Sarah Roper: Commissioning date is later than the grant end date (Per the 408 PA project end date report); thus end date set the same as commissioning date so that the asset is fully written down in line with the grant.
Note on AB2023: Mandy Ho: sent via e-mail on 08.07.14
Note on AB2024: Mandy Ho: sent via e-mail on 08.07.14
Note on D2026: Mandy Ho: 29.06.15 amended to the grant end date
Note on CJ2027: Sarah Roper: Commissioning date is later than the grant end date (Per the 408 PA project end date report); thus end date set the same as commissioning date so that the asset is fully written down in line with the grant.
Note on CJ2033: Sarah Roper: Commissioning date is later than the grant end date (Per the 408 PA project end date report); thus end date set the same as commissioning date so that the asset is fully written down in line with the grant.
Note on C2034: Mandy Ho: confirmed by email on 18.06.15
Note on D2034: Mandy Ho: gran ended date 30-SEP-2014
Note on C2035: Mandy Ho: confirmed by email on 18.06.15
Note on D2035: Mandy Ho: amended as per the grant end date for part funded asset as instructed.
Note on C2039: Mandy Ho: confirmed by VF as per cost adj in Jun'15
Note on D2039: Mandy Ho: grant end date 09-JAN-2016
Note on AB2043: Mandy Ho: B.C. has no signature & no research equipment form attached with requisition Re-sent copy of BC with signature by Alison Bate in Oct'14
Note on C2044: Mandy Ho: AS CONFIRMED BY VF 01.07.15
Note on D2044: Mandy Ho: GRANT END DATE APR14
Note on C2046: Mandy Ho: Amended as asset has yet delivered when verification was taken place on 24.10.14 Brian Derby confirmed the earliest delivery date will be Dec'14. this will be check near Dec'14 09.12.14: Boguslawa Brandys e-mailed this asset will be delivered and installed in Jan'15 16.02.15: confirmed by Bo Brandys' email
Note on D2046: Mandy Ho: 29.06.15 amended to the grant end date
Note on C2047: Mandy Ho: comm.date as per university funded policy although the asset comm.Feb15. this is agreed with NS 01.06.16
Note on C2055: Mandy Ho: amended on 11.05.15 as per email from Sasha on 30.04.15
Note on C2056: Mandy Ho: amended on 11.05.15 as per email from Sasha on 30.04.15
Note on AB2057: Mandy Ho: cases submitted by not signed as agreed within the Faculty! Order was approved by Nicola Smith
Note on C2059: Mandy Ho: updated as per email rec'd from Richard Howard 26.03.15
Note on D2059: Mandy Ho: updated as per email rec'd from Richard Howard 26.03.15
Note on CJ2059: Sarah Roper: Commissioning date is later than the grant end date (Per the 408 PA project end date report); thus end date set the same as commissioning date so that the asset is fully written down in line with the grant.
Note on C2060: Mandy Ho: updated as per email rec'd from Richard Howard 26.03.15
Note on D2060: Mandy Ho: updated as per email rec'd from Richard Howard 26.03.15
Note on CJ2060: Sarah Roper: Commissioning date is later than the grant end date (Per the 408 PA project end date report); thus end date set the same as commissioning date so that the asset is fully written down in line with the grant.
Note on D2061: Mandy Ho: grant end date Mar'15
Note on D2062: Mandy Ho: grant end date 31-MAR-2018
Note on C2063: Mandy Ho: as confirmed by Vikki Fellows 01.07.15
Note on D2063: Mandy Ho: VF instructed to fully dep as grant end date is Jun'15
Note on C2064: Mandy Ho: confirmed by Najat Hussain on 16.06.15
Note on C2065: Mandy Ho: confirmed by Najat Hussain on 16.06.15
Note on C2066: Mandy Ho: confirmed by Najat Hussain on 16.06.15
Note on D2067: Mandy Ho: amended to the grant end date on 09.07.15
Note on AB2067: mbrxsmh3: part of National Graphene L&B project have all approved by CPSC. Pete have copy of the approval
Note on C2068: Mandy Ho: as confirmed by Vikki Fellows 01.07.15
Note on D2068: Mandy Ho: VF instructed to fully dep as grant end date is Jun'15
Note on AB2068: mbrxsmh3: part of National Graphene L&B project have all approved by CPSC. Pete have copy of the approval
Note on D2069: Mandy Ho: grant end date: 13-NOV-2019
Note on C2071: Mandy Ho: as confirmed by Vikki Fellows 01.07.15
Note on D2071: Mandy Ho: VF instructed to fully dep as grant end date is Jun'15
Note on AB2071: mbrxsmh3: part of National Graphene L&B project have all approved by CPSC. Pete have copy of the approval
Note on C2072: Mandy Ho: amended as per Sasha's email on 30.04.15
Note on D2072: Mandy Ho: grant end date: 13-NOV-2019
Note on C2073: Mandy Ho: as per equipment form rec'd 20.04.15
Note on D2073: Mandy Ho: as per e.form rec'd on 20.04.15
Note on AB2073: mbrxsmh3: part of National Graphene L&B project have all approved by CPSC. Pete received copy of the approval
Note on A2074: Mandy Ho: relates to R1051
Note on C2074: Mandy Ho: commissioned 24.04.15 as per confirmation from Sasha's email 30.05.15
Note on D2074: Mandy Ho: grant end date: 13-NOV-2019
Note on C2075: Mandy Ho: as confirmed by Vikki Fellows 01.07.15
Note on D2075: Mandy Ho: VF instructed to fully dep as grant end date is Jun'15
Note on AB2075: mbrxsmh3: part of National Graphene L&B project have all approved by CPSC. Pete received copy of the approval
Note on C2076: Mandy Ho: confirmed by VF as per Jun'15 cost adj
Note on D2076: Mandy Ho: grant ended date 31-OCT-2016
Note on C2077: Mandy Ho: as per form rec'd on 22.04.15
Note on C2078: Mandy Ho: as confirmed by Vikki Fellows 01.07.15
Note on D2078: Mandy Ho: VF instructed to fully dep as grant end date is Jun'15
Note on AB2078: mbrxsmh3: part of National Graphene L&B project have all approved by CPSC. Pete received copy of the approval
Note on AJ2079: Mandy Ho: confirmed with Natalie that depn chg remains on NGI activity code LA00600. 24.05.16
Note on C2080: Mandy Ho: equip form stated as Oct'14? But receipt in Mar15 in iProc?
Note on C2081: Mandy Ho: confirmed by Najat Hussain 18.06.15
Note on D2081: Mandy Ho: confirmed by Najat Hussain 18.06.15
Note on CJ2081: Sarah Roper: Commissioning date is later than the grant end date (Per the 408 PA project end date report); thus end date set the same as commissioning date so that the asset is fully written down in line with the grant.
Note on C2082: Mandy Ho: confirmed by Najat Hussain 18.06.15
Note on D2082: Mandy Ho: grant ended date 31-OCT-2016
Note on A2083: Mandy Ho: relates to R1043
Note on C2083: Mandy Ho: commissioned 24.04.15 as per confirmation from Sasha's email 30.05.15
Note on D2083: Mandy Ho: grant end date: 13-NOV-2019
Note on C2084: Mandy Ho: as confirmed by Vikki Fellows 01.07.15
Note on D2084: Mandy Ho: VF instructed to fully dep as grant end date is Jun'15
Note on AB2084: mbrxsmh3: part of National Graphene L&B project have all approved by CPSC. Pete received copy of the approval
Note on C2085: Mandy Ho: as confirmed by Vikki Fellows 01.07.15
Note on D2085: Mandy Ho: VF instructed to fully dep as grant end date is Jun'15
Note on AB2085: mbrxsmh3: part of National Graphene L&B project have all approved by CPSC. Pete received copy of the approval
Note on C2086: Mandy Ho: as confirmed by Vikki Fellows 01.07.15
Note on D2086: Mandy Ho: VF instructed to fully dep as grant end date is Jun'15
Note on AB2086: mbrxsmh3: part of National Graphene L&B project have all approved by CPSC. Pete received copy of the approval
Note on C2087: Mandy Ho: as per equipment form
Note on AB2087: mbrxsmh3: part of National Graphene L&B project have all approved by CPSC. Pete received copy of the approval
Note on CJ2087: Mandy Ho: Set to match the grant end date; i.e. 31.03.15
Note on CN2087: Mandy Ho: Due to grant end date = 31.03.15
Note on C2088: Mandy Ho: as confirmed by Vikki Fellows 01.07.15
Note on D2088: Mandy Ho: VF instructed to fully dep as grant end date is Jun'15
Note on AB2088: mbrxsmh3: part of National Graphene L&B project have all approved by CPSC. Pete received copy of the approval
Note on C2089: Mandy Ho: as per Equip form
Note on L2089: Mandy Ho: as per email rec'd on 25.05.16, the equipment is on its way to India.
Note on C2090: Mandy Ho: as per
Note on AB2090: mbrxsmh3: part of National Graphene L&B project have all approved by CPSC. Pete received copy of the approval
Note on C2091: Mandy Ho: as confirmed by Vikki Fellows 01.07.15
Note on D2091: Mandy Ho: VF instructed to fully dep as grant end date is Jun'15
Note on AB2091: mbrxsmh3: part of National Graphene L&B project have all approved by CPSC. Pete received copy of the approval
Note on C2092: Mandy Ho: as confirmed by Vikki Fellows 01.07.15
Note on D2092: Mandy Ho: VF instructed to fully dep as grant end date is Jun'15
Note on AB2092: mbrxsmh3: part of National Graphene L&B project have all approved by CPSC. Pete received copy of the approval
Note on C2093: Mandy Ho: Equip form shows Nov15. as at YTD May15, cost was removed to uncommission IE.
Note on D2093: Mandy Ho: full depreciation required due to grant end date 31.03.15
Note on CJ2093: Mandy Ho: to be commissiioned after grant end date - 31.03.15. full depreciation will be taken stright after asset commissioned.
Note on C2094: Mandy Ho: as per equip form
Note on AB2094: mbrxsmh3: part of National Graphene L&B project have all approved by CPSC. Pete received copy of the approval
Note on CJ2094: Mandy Ho: Set to match the grant end date; i.e. 31.03.15
Note on CN2094: Mandy Ho: Set to match the grant end date; i.e. 31.03.15
Note on AB2095: mbrxsmh3: part of National Graphene L&B project have all approved by CPSC. Pete received copy of the approval
Note on C2096: Mandy Ho: as per equip form
Note on AB2096: mbrxsmh3: part of National Graphene L&B project have all approved by CPSC. Pete received copy of the approval
Note on CJ2096: Mandy Ho: Set to match the grant end date; i.e. 31.03.15
Note on CN2096: Mandy Ho: Set to match the grant end date; i.e. 31.03.15
Note on C2097: Mandy Ho: as per equip form
Note on AB2097: mbrxsmh3: part of National Graphene L&B project have all approved by CPSC. Pete received copy of the approval
Note on CJ2097: Mandy Ho: Set to match the grant end date; i.e. 31.03.15
Note on CN2097: Mandy Ho: Set to match the grant end date; i.e. 31.03.15
Note on C2098: Mandy Ho: confirmed by VF in Jun'15
Note on D2098: Mandy Ho: set to match grant end date 31.03.15 S Roper - amended from 31.3.15 so than end of UEL the later of end of UEL or Commisisoning date-now June 15
Note on C2099: Mandy Ho: Equip form shows Nov15. currently is under prepayment statust. 23.06.15
Note on D2099: Mandy Ho: depreciation formula won't pick up when UEL set as per the grant end date Mar'15. So amendedto May16 in order to post rmaining depreciation in Jul'16 as confirmed by EPS on 03.08.16
Note on CJ2099: Mandy Ho: grant end date was 31.03.15. to be fully depreciated when asset is commissioned.
Note on C2100: Mandy Ho: as confirmed by Vikki Fellows 01.07.15
Note on D2100: Mandy Ho: VF instructed to fully dep as grant end date is Jun'15
Note on AB2100: mbrxsmh3: part of National Graphene L&B project have all approved by CPSC. Pete received copy of the approval
Note on C2101: Mandy Ho: as confirmed by Vikki Fellows 01.07.15
Note on D2101: Mandy Ho: VF instructed to fully dep as grant end date is Jun'15
Note on AB2101: mbrxsmh3: part of National Graphene L&B project have all approved by CPSC. Pete received copy of the approval
Note on C2102: Mandy Ho: as confirmed by Vikki Fellows 01.07.15
Note on D2102: Mandy Ho: VF instructed to fully dep as grant end date is Jun'15
Note on AB2102: mbrxsmh3: part of National Graphene L&B project have all approved by CPSC. Pete received copy of the approval
Note on C2103: Mandy Ho: confirmed by Sasha's email on 30.04.15
Note on D2103: Mandy Ho: grant end date: 13-NOV-2019
Note on C2104: Mandy Ho: as confirmed by Vikki Fellows 01.07.15
Note on D2104: Mandy Ho: VF instructed to fully dep as grant end date is Jun'15
Note on AB2104: mbrxsmh3: part of National Graphene L&B project have all approved by CPSC. Pete received copy of the approval
Note on C2105: Mandy Ho: as per equip form
Note on D2105: Mandy Ho: grant ended date Mar15 as per
Note on AB2105: mbrxsmh3: part of National Graphene L&B project have all approved by CPSC. Pete received copy of the approval
Note on CJ2105: Mandy Ho: Set to match the grant end date; i.e. 31.03.15
Note on CN2105: Mandy Ho: Set to match the grant end date; i.e. 31.03.15
Note on D2106: Mandy Ho: grant ended date 31-OCT-2016
Note on CJ2106: Mandy Ho: to be set to grant end date, 31-OCT-2016, when it is commissioned Cost was trf to prepayment in Mar'15
Note on C2107: Mandy Ho: as confirmed by Vikki Fellows 01.07.15
Note on D2107: Mandy Ho: VF instructed to fully dep as grant end date is Jun'15
Note on AB2107: mbrxsmh3: part of National Graphene L&B project have all approved by CPSC. Pete received copy of the approval
Note on C2108: Mandy Ho: as per equip form
Note on D2108: Mandy Ho: grant ended date Mar15 as per
Note on AB2108: mbrxsmh3: part of National Graphene L&B project have all approved by CPSC. Pete received copy of the approval
Note on CJ2108: Mandy Ho: Set to match the grant end date; i.e. 31.03.15
Note on CN2108: Mandy Ho: Set to match the grant end date; i.e. 31.03.15
Note on CJ2109: Mandy Ho: Set to match the grant end date; i.e. 31.03.15
Note on CN2109: Mandy Ho: Set to match the grant end date; i.e. 31.03.15
Note on CJ2110: Mandy Ho: Set to match the grant end date; i.e. 31.03.15
Note on CN2110: Mandy Ho: Set to match the grant end date; i.e. 31.03.15
Note on C2111: Mandy Ho: updated on 11.05.15 as per cost incurred in Mar15
Note on CJ2111: Mandy Ho: Set to match the grant end date; i.e. 31.03.15
Note on CN2111: Mandy Ho: Set to match the grant end date; i.e. 31.03.15
Note on D2114: Mandy Ho: as per equipment form grant ended date
Note on D2115: Mandy Ho: grant end date: 13-NOV-2019
Note on C2117: Mandy Ho: confrimed by VF 01.07.15
Note on D2117: Mandy Ho: Vikki Fellows confirmed grant end date is Jun'15. request of full depn charge in Jun'15
Note on AB2117: mbrxsmh3: part of National Graphene L&B project have all approved by CPSC. Pete received copy of the approval
Note on C2118: Mandy Ho: confrimed by VF 01.07.15
Note on D2118: Mandy Ho: Vikki Fellows confirmed grant end date is Jun'15. request of full depn charge in Jun'15
Note on AB2118: mbrxsmh3: part of National Graphene L&B project have all approved by CPSC. Pete received copy of the approval
Note on C2119: Mandy Ho: confrimed by VF 01.07.15
Note on D2119: Mandy Ho: Vikki Fellows confirmed grant end date is Jun'15. request of full depn charge in Jun'15
Note on AB2119: mbrxsmh3: part of National Graphene L&B project have all approved by CPSC. Pete received copy of the approval
Note on C2120: Mandy Ho: confrimed by VF 01.07.15
Note on D2120: Mandy Ho: Vikki Fellows confirmed grant end date is Jun'15. request of full depn charge in Jun'15
Note on AB2120: mbrxsmh3: part of National Graphene L&B project have all approved by CPSC. Pete received copy of the approval
Note on C2121: Mandy Ho: confrimed by VF 01.07.15
Note on D2121: Mandy Ho: Vikki Fellows confirmed grant end date is Jun'15. request of full depn charge in Jun'15
Note on AB2121: mbrxsmh3: part of National Graphene L&B project have all approved by CPSC. Pete received copy of the approval
Note on C2122: Mandy Ho: confrimed by VF 01.07.15
Note on D2122: Mandy Ho: Vikki Fellows confirmed grant end date is Jun'15. request of full depn charge in Jun'15
Note on AB2122: mbrxsmh3: part of National Graphene L&B project have all approved by CPSC. Pete received copy of the approval
Note on C2123: Mandy Ho: confrimed by VF 01.07.15
Note on D2123: Mandy Ho: Vikki Fellows confirmed grant end date is Jun'15. request of full depn charge in Jun'15
Note on AB2123: mbrxsmh3: part of National Graphene L&B project have all approved by CPSC. Pete received copy of the approval
Note on C2124: Mandy Ho: confrimed by VF 01.07.15
Note on D2124: Mandy Ho: Vikki Fellows confirmed grant end date is Jun'15. request of full depn charge in Jun'15
Note on AB2124: mbrxsmh3: part of National Graphene L&B project have all approved by CPSC. Pete received copy of the approval
Note on C2125: Mandy Ho: confrimed by VF 01.07.15
Note on D2125: Mandy Ho: Vikki Fellows confirmed grant end date is Jun'15. request of full depn charge in Jun'15
Note on AB2125: mbrxsmh3: part of National Graphene L&B project have all approved by CPSC. Pete received copy of the approval
Note on C2126: Mandy Ho: confrimed by VF 01.07.15
Note on D2126: Mandy Ho: Vikki Fellows confirmed grant end date is Jun'15. request of full depn charge in Jun'15
Note on AB2126: mbrxsmh3: part of National Graphene L&B project have all approved by CPSC. Pete received copy of the approval
Note on C2127: Mandy Ho: CONFIRMED BY VF AS PER COST TRF JNL
Note on D2127: Mandy Ho: Vikki Fellows confirmed grant end date is Jun'15. request of full depn charge in Jun'15
Note on AB2127: mbrxsmh3: part of National Graphene L&B project have all approved by CPSC. Pete received copy of the approval
Note on C2128: Mandy Ho: CONFIRMED BY VF AS PER COST TRF JNL
Note on D2128: Mandy Ho: Vikki Fellows confirmed grant end date is Jun'15. request of full depn charge in Jun'15
Note on AB2128: mbrxsmh3: part of National Graphene L&B project have all approved by CPSC. Pete received copy of the approval
Note on D2130: Mandy Ho: grant end date: 31-MAR-2020
Note on D2137: Mandy Ho: grant end date: 31-MAR-2020
Note on D2138: Mandy Ho: grant end date: 31-MAR-2020
Note on D2139: Mandy Ho: grant end date: 31-MAR-2020
Note on C2140: Mandy Ho: updated as per email sent from R.T. on 14.07.16
Note on D2140: Mandy Ho: grant end date: 31-MAR-2020
Note on C2141: Mandy Ho: updated as per email sent from R.T. on 14.07.16
Note on D2141: Mandy Ho: grant end date: 31-MAR-2020
Note on D2142: Mandy Ho: grant end date: 13-NOV-2019
Note on D2143: Mandy Ho: grant end date: 31-MAR-2020
Note on D2145: Mandy Ho: as per equipment form. grant end date is Apr'2019
Note on D2148: Mandy Ho: grant end date: 13-NOV-2019
Note on D2150: Mandy Ho: grant end date: 13-NOV-2019
Note on D2151: Mandy Ho: grant end date: 31-MAR-2020
Note on D2152: Mandy Ho: Grant end date 08.07.2016
Note on AB2178: Mandy Ho: hard copy received
Note on AB2179: Mandy Ho: hard copy received
Note on AB2180: Mandy Ho: hard copy received
Note on AB2181: Mandy Ho: hard copy received
Note on AB2182: Mandy Ho: hard copy received
Note on AB2183: Mandy Ho: hard copy received
Note on AB2184: Mandy Ho: hard copy received
Note on AB2185: Mandy Ho: hard copy received
Note on AT2217: Mandy Ho: source from saved F.Statement as link below: G:\FIN\Fin & Mgmt Accounting\Year-end 2014-15\University of Manchester financial statements 2014-15.xlsm

## Capital Heritage FAR (hidden)
Fixed Asset - Capital Heritage asset Register | [29 empty] | Check to FS when it is ready for FY1516
[27 empty] | 2016/17 Financial Summary |  |  | Costs | [13 empty] | Control Checks | Control Checks | Control Checks |  | Control Checks |  | Control Checks |  | Control Checks |  | Control Checks |  | Control Checks | Control Checks |  | N8 data checks
Asset number | Purchase year | Commission date | End of UEL Date | Written Off Year | Asset Type | Funding type | Manufacturer | Name of Equipment / Make and Model | Description | Location | Building | Technical Owner | Academic Owner | Working Condition | Faculty | School | Order number | Capital Approval rec'd | If the equipment has been physical verified? | Date of verification | Verified By | Verification Notes | Asset Activity code | Oracle Activity Code (BS) | Asset IE code | SOF | Total Cost | Fixed Asset NBV | Cost Movements in 2015/16 | Cost at 31 July 2016 | 2016-08-01 | 2016-09-01 | 2016-10-01 | 2016-11-01 | 2016-12-01 | 2017-01-01 | 2017-02-01 | 2017-03-01 | 2017-04-01 | 2017-05-01 | 2017-06-01 | 2017-07-01 | Cost at 31 July 2017 | Length of UEL (Months) | Length of UEL (Years) | UEL vs Depreciation Policy Check | Explanation of UEL where not in line with policy | Asset Negative NBV (Total Asset) | Explanation of Asset Negative NBV | Commission date = End Date | Explanation of Commission date = End Date | Commission date after End Date | Explanation of Commission date after End Date | Past End Date with outstanding NBV? | Explanation of past end date with outstanding NVB | Location Details Complete? | Verification undertaken for asset? | If NO verification undertaken, is the asset value <£100k / purchased prior to FY1415? or Action is required: | How many cells are with NO required N8 Data for the asset purchased from FY1415 onward? | Other Comment / Note
H-D0027 | 09-10 | 2010-07-01 | 2010-07-01 |  | Heritage | Other |  | Byron Collection | Byron Collection - Andrew Nicholson Collection | Main Library Blue Basement | Main Library Blue Basement | Rachel Beckett |  | 2 Adequate | Library and Cultural Institutions | JRUL |  | y | yes | 2016-07-01 | confirmed by signed year-end verification form | as per Jun'16 verification exercise for FY15-16 YrEnd | KA00067 | KA00067 | 9046 | 17 | 25000 | 25000 | 0 | 25000 | [12 empty] | 25000 | 1 | 0 | Does not match Policy. Check | No depreciation - Heritage asset | N |  | Heritage Asset |  | N |  | Y | N/A - Heritage asset | Y | Y | Prior to FY1415=NOT required | 3
H-D0031 | 11-12 | 2012-07-01 | 2012-07-01 |  | Heritage | Donated | David Hockney | David Hockey paints | A Rake's Progress (set of 16) | Whitworth Art Gallery | Whitworth Art Gallery | David Morris | David Morris | 1 Good | Library and Cultural Institutions | Whitworth Art Gallery | Contemporary Art Society |  | yes | 2016-07-01 | confirmed by signed year-end verification form | as per Jun'16 verification exercise for FY15-16 YrEnd | KA00208 | KA00208 | 9046 | 00 | 100000 | 100000 | 0 | 100000 | [12 empty] | 100000 | 1 | 0 | Does not match Policy. Check | No depreciation - Heritage asset | N |  | Heritage Asset |  | N |  | Y | N/A - Heritage asset | Y | Y |  | 0
H0001 | 07-08 | 2008-07-01 | 2008-07-01 |  | Heritage | Endowment |  | Tracey Emin Monotypes | Tracey Emin Down at the bottom of my soul. Tracey Emin home to Sleep. Tracey Emin In my peace I see you. Tracey Emin infront of me, Tracey Emin not right now | Whitworth Art Gallery | Whitworth Art Gallery | David Morris |  | 1 Good | Library and Cultural Institutions | Whitworth Art Gallery |  |  | yes | 2016-07-01 | confirmed by signed year-end verification form | as per Jun'16 verification exercise for FY15-16 YrEnd | WK00444 | WK00444 | 9046 | 09 | 39695 | 39695 | 0 | 39695 | [12 empty] | 39695 | 1 | 0 | Does not match Policy. Check | No depreciation - Heritage asset | N |  | Heritage Asset |  | N |  | Y | N/A - Heritage asset | Y | Y | Prior to FY1415=NOT required | 2
H0002 | 07-08 | 2008-08-01 | 2008-08-01 |  | Heritage | Endowment |  | Roberta Breitmore series by Lynn Hershman Leeson | 197 works in this series. Roberta Breitmore series by Lynn Hershman Leeson | Whitworth Art Gallery | Whitworth Art Gallery | David Morris |  | 1 Good | Library and Cultural Institutions | Whitworth Art Gallery |  |  | yes | 2016-07-01 | confirmed by signed year-end verification form | as per Jun'16 verification exercise for FY15-16 YrEnd | WK00440 | WK00440 | 9046 | 09 | 150000 | 150000 | 0 | 150000 | [12 empty] | 150000 | 1 | 0 | Does not match Policy. Check | No depreciation - Heritage asset | N |  | Heritage Asset |  | N |  | Y | N/A - Heritage asset | Y | Y | Prior to FY1415=NOT required | 2 | 27.01.16: Consolidated multiple lines due to FAR cleanse exercise
H0002 | 07-08 | 2008-08-01 | 2008-08-01 |  | Heritage | Endowment |  | Roberta Breitmore series by Lynn Hershman Leeson | 197 works in this series. Roberta Breitmore series by Lynn Hershman Leeson | Whitworth Art Gallery | Whitworth Art Gallery | David Morris |  | 1 Good | Library and Cultural Institutions | Whitworth Art Gallery |  |  | yes | 2016-07-01 | confirmed by signed year-end verification form | as per Jun'16 verification exercise for FY15-16 YrEnd | WK00443 | WK00443 | 9046 | 09 | 148000 | 148000 | 0 | 148000 | [12 empty] | 148000 | 1 | 0 | Does not match Policy. Check | No depreciation - Heritage asset | N |  | Heritage Asset |  | N |  | Y | N/A - Heritage asset | Y | Y | Prior to FY1415=NOT required | 2 | 27.01.16: Consolidated multiple lines due to FAR cleanse exercise
H0003 | 07-08 | 2008-07-01 | 2008-07-01 |  | Heritage | Endowment |  | Willie Doherty - video | Willie Doherty "The Visitor" 2008 edition of 3 | Whitworth Art Gallery | Whitworth Art Gallery | David Morris |  | 1 Good | Library and Cultural Institutions | Whitworth Art Gallery |  |  | yes | 2016-07-01 | confirmed by signed year-end verification form | as per Jun'16 verification exercise for FY15-16 YrEnd | WK00445 | WK00445 | 9046 | 09 | 43486 | 43486 | 0 | 43486 | [12 empty] | 43486 | 1 | 0 | Does not match Policy. Check | No depreciation - Heritage asset | N |  | Heritage Asset |  | N |  | Y | N/A - Heritage asset | Y | Y | Prior to FY1415=NOT required | 2
H0004 | 08-09 | 2009-08-01 | 2009-08-01 |  | Heritage | Donated |  | Library Books | Library Books | The John Rylands Library, Deansgate | John Rylands Library, Deansgate | Rachel Beckett |  | 2 Adequate | Library and Cultural Institutions | JRUL |  | y | yes | 2016-07-01 | confirmed by signed year-end verification form | as per Jun'16 verification exercise for FY15-16 YrEnd | KA00067 | KA00067 | 9046 | 00 | 400000 | 400000 | 0 | 400000 | [12 empty] | 400000 | 1 | 0 | Does not match Policy. Check | No depreciation - Heritage asset | N |  | Heritage Asset |  | N |  | Y | N/A - Heritage asset | Y | Y | Prior to FY1415=NOT required | 2
H0005 | 09-10 | 2010-01-01 | 2010-01-01 |  | Heritage | Other |  | Art Work - Tracey Emin Chess Set | Tracey Emin - Travelling Chess Set (37parts as complete set) | Whitworth Art Gallery | Whitworth Art Gallery | David Morris |  | 1 Good | Library and Cultural Institutions | Whitworth Art Gallery |  | n | yes | 2016-07-01 | confirmed by signed year-end verification form | as per Jun'16 verification exercise for FY15-16 YrEnd | KA00036 | KA00036 | 9046 | 00 | 28750 | 28750 | 0 | 28750 | [12 empty] | 28750 | 1 | 0 | Does not match Policy. Check | No depreciation - Heritage asset | N |  | Heritage Asset |  | N |  | Y | N/A - Heritage asset | Y | Y | Prior to FY1415=NOT required | 2 | 27.01.16: Consolidated multiple lines due to FAR cleanse exercise
H0006 | 09-10 | 2010-07-01 | 2010-07-01 |  | Heritage | Other |  | Musgrave Kinley Outsider Art Collection | Musgrave Kinley Outsider Art Collection (1068 works in this collection) | Whitworth Art Gallery | Whitworth Art Gallery | David Morris |  | 1 Good | Library and Cultural Institutions | Whitworth Art Gallery |  | y | yes | 2016-07-01 | confirmed by signed year-end verification form | as per Jun'16 verification exercise for FY15-16 YrEnd | KA00036 | KA00036 | 9046 | 09 | 600000 | 600000 | 0 | 600000 | [12 empty] | 600000 | 1 | 0 | Does not match Policy. Check | No depreciation - Heritage asset | N |  | Heritage Asset |  | N |  | Y | N/A - Heritage asset | Y | Y | Prior to FY1415=NOT required | 2
H0007 | 10-11 | 2011-07-01 | 2011-07-01 |  | Heritage | Endowment | n/a | Colonna Missal | this is the 7th 'missing' volume from a collection of 7, we already own the other 6. It is a 16th centuary missal, created for the Sistine Chapel. | The John Rylands Library, Deansgate | John Rylands Library, Deansgate | John Hodgson | Rachel Beckett | n/a | Library and Cultural Institutions | JRUL |  | y | yes | 2016-07-01 | confirmed by signed year-end verification form | as per Jun'16 verification exercise for FY15-16 YrEnd | FA02051 | FA02051 | 9046 | 00 | 0 | 0 | 0 | 0 | [12 empty] | 0 | 1 | 0 | Does not match Policy. Check | No depreciation - Heritage asset | N |  | Heritage Asset |  | N |  | N | N/A - Heritage asset | Y | Y | Prior to FY1415=NOT required | 1
H0008 | 10-11 | 2011-07-01 | 2011-07-01 |  | Heritage | Endowment |  | Nikhil Chopra art work - Yog Raj Citrakar | Nikhil Chopra art work | Whitworth Art Gallery | Whitworth Art Gallery |  |  |  | Library and Cultural Institutions | Whitworth Art Gallery |  | y | yes | 2016-07-01 | confirmed by signed year-end verification form | as per Jun'16 verification exercise for FY15-16 YrEnd | KA00036 | KA00036 | 9046 | 09 | 25600 | 25600 | 0 | 25600 | [12 empty] | 25600 | 1 | 0 | Does not match Policy. Check | No depreciation - Heritage asset | N |  | Heritage Asset |  | N |  | Y | N/A - Heritage asset | Y | Y | Prior to FY1415=NOT required | 4
H0009 | 11-12 | 2011-09-01 | 2011-09-01 |  | Heritage | Other | Emily Young | Emily Young Warrior Head | Warrior Head | Whitworth Art Gallery | Whitworth Art Gallery | David Morris | David Morris | 1 Good | Library and Cultural Institutions | Whitworth Art Gallery | Fine Art Society/Karpidas Foundation | y | yes | 2016-07-01 | confirmed by signed year-end verification form | as per Jun'16 verification exercise for FY15-16 YrEnd | FA02084 | FA02084 | 9046 | 09 | 30000 | 30000 | 0 | 30000 | [12 empty] | 30000 | 1 | 0 | Does not match Policy. Check | No depreciation - Heritage asset | N |  | Heritage Asset |  | N |  | Y | N/A - Heritage asset | Y | Y | Prior to FY1415=NOT required | 0
H0010 | 11-12 | 2011-09-01 | 2011-09-01 |  | Heritage | Other | Simon Periton | Simon Periton The Outsider / The Insider 2010 bron | The Outsider/The Insider | Whitworth Art Gallery | Whitworth Art Gallery | David Morris | David Morris | 1 Good | Library and Cultural Institutions | Whitworth Art Gallery | Karpidas Foundation | y | yes | 2016-07-01 | confirmed by signed year-end verification form | as per Jun'16 verification exercise for FY15-16 YrEnd | FA02084 | FA02084 | 9046 | 09 | 30000 | 30000 | 0 | 30000 | [12 empty] | 30000 | 1 | 0 | Does not match Policy. Check | No depreciation - Heritage asset | N |  | Heritage Asset |  | N |  | Y | N/A - Heritage asset | Y | Y | Prior to FY1415=NOT required | 0
H0011 | 12-13 | 2012-12-01 | 2012-12-01 |  | Heritage | Other | Idris Kahn | Art Work - IDRIS KHAN - – 7 drawings from the series 21 Stones | 21 Stones | Whitworth Art Gallery | Whitworth Art Gallery | David Morris | David Morris | 1 Good | Library and Cultural Institutions | Whitworth Art Gallery | Victoria Miro Gallery | y | yes | 2016-07-01 | confirmed by signed year-end verification form | as per Jun'16 verification exercise for FY15-16 YrEnd | KA00036 | KA00036 | 9046 | 00 | 43680 | 43680 | 0 | 43680 | [12 empty] | 43680 | 1 | 0 | Does not match Policy. Check | No depreciation - Heritage asset | N |  | Heritage Asset |  | N |  | Y | N/A - Heritage asset | Y | Y | Prior to FY1415=NOT required | 0
H0012 | 12-13 | 2012-12-01 | 2012-12-01 |  | Heritage | Other | Mary Kelly | Acquisition of artwork by Mary Kelly: Flashing Nipple Remix, 2005 & Multi-Story House, 2007 | Artworks: Love Songs, Multi Story House, Flashing Nipple Remix, WLM Demo Remix | Whitworth Art Gallery | Whitworth Art Gallery | David Morris | David Morris | 1 Good | Library and Cultural Institutions | Whitworth Art Gallery | 1050303 Mary Kelly Studio | y | yes | 2016-07-01 | confirmed by signed year-end verification form | as per Jun'16 verification exercise for FY15-16 YrEnd | KA00036 | KA00036 | 9046 | 00 | 91220.31 | 91220.31 | 0 | 91220.31 | [12 empty] | 91220.31 | 1 | 0 | Does not match Policy. Check | No depreciation - Heritage asset | N |  | Heritage Asset |  | N |  | Y | N/A - Heritage asset | Y | Y | Prior to FY1415=NOT required | 0
H0013 | 12-13 | 2013-03-01 | 2013-03-01 |  | Heritage | Other | n/a | Piozzi Letters Lot 1 (1794-1797) Lot 2 (1798-1799) | Lot 1: 11 Autograph letters from Piozzi to Weston 1794-1797. Lot 2: 14 Autograph letters from Piozzi to Weston and Giles 1798-1799 | The John Rylands Library, Deansgate | John Rylands Library, Deansgate | John Hodgson | Rachel Beckett | n/a | Library and Cultural Institutions | JRUL | Received March 15th 2013, Special Collections, Bloomsbury Sale, B Quaritch Ltd | y | yes | 2016-07-01 | confirmed by signed year-end verification form | as per Jun'16 verification exercise for FY15-16 YrEnd | FA02557 | FA02557 | 9046 | 09 | 56009.56 | 56009.56 | 0 | 56009.56 | [12 empty] | 56009.56 | 1 | 0 | Does not match Policy. Check | No depreciation - Heritage asset | N |  | Heritage Asset |  | N |  | Y | N/A - Heritage asset | Y | Y | Prior to FY1415=NOT required | 0
H0014 | 12-13 | 2013-07-01 | 2013-07-01 |  | Heritage | University Funded | Georges Adéagbo | Artwork of Le devenir de l'etre humain parlant du destin de l'etre humain faisant voir le destin de l'etre humain. Le roi d'Angleterre et la reine d'Angleterre“ by Georges Adéagbo | Artwork of Le devenir de l'etre humain parlant du destin de l'etre humain faisant voir le destin de l'etre humain. Le roi d'Angleterre et la reine d'Angleterre“ by Georges Adéagbo | Whitworth Art Gallery | Whitworth Art Gallery |  |  |  | Library and Cultural Institutions | Whitworth Art Gallery | 1135586 | n/a | yes | 2016-07-01 | confirmed by signed year-end verification form | as per Jun'16 verification exercise for FY15-16 YrEnd | KA00036 | KA00036 | 9046 | 00 | 41694.48 | 41694.48 | 0 | 41694.48 | [12 empty] | 41694.48 | 1 | 0 | Does not match Policy. Check | No depreciation - Heritage asset | N |  | Heritage Asset |  | N |  | Y | N/A - Heritage asset | Y | Y | Prior to FY1415=NOT required | 3
H0015 | 12-13 | 2013-07-01 | 2013-07-01 |  | Heritage | Donated | Various | Orphiucus collection (51 items) | Orphiucus collection (51 items) | Whitworth Art Gallery | Whitworth Art Gallery |  |  |  | Library and Cultural Institutions | Whitworth Art Gallery | N/A |  | yes | 2016-07-01 | confirmed by signed year-end verification form | as per Jun'16 verification exercise for FY15-16 YrEnd | KA00036 | KA00036 | 9046 | 09 | 477600 | 477600 | 0 | 477600 | [12 empty] | 477600 | 1 | 0 | Does not match Policy. Check | No depreciation - Heritage asset | N |  | Heritage Asset |  | N |  | Y | N/A - Heritage asset | Y | Y |  | 3
H0016 | 13-14 | 2014-07-01 | 2014-07-01 |  | Heritage | Endowment | Callum Innes | Callum Innes Watercolours | 10 watercolours - artwork | Whitworth Art Gallery | Whitworth Art Gallery | David Morris | David Morris | 1 Good | Library and Cultural Institutions | Whitworth Art Gallery | 1283111 | y | yes | 2016-07-01 | confirmed by signed year-end verification form | as per Jun'16 verification exercise for FY15-16 YrEnd | WK00438 | WK00438 | 9046 | 00 | 30000 | 30000 | 0 | 30000 | [12 empty] | 30000 | 1 | 0 | Does not match Policy. Check | No depreciation - Heritage asset | N |  | Heritage Asset |  | N |  | Y | N/A - Heritage asset | Y | Y | Prior to FY1415=NOT required | 0
H0016 | 13-14 | 2014-07-01 | 2014-07-01 |  | Heritage | Endowment | Callum Innes | Callum Innes Watercolours | 10 watercolours - artwork | Whitworth Art Gallery | Whitworth Art Gallery | David Morris | David Morris | 1 Good | Library and Cultural Institutions | Whitworth Art Gallery | 1283111 | y | yes | 2016-07-01 | confirmed by signed year-end verification form | as per Jun'16 verification exercise for FY15-16 YrEnd | WK00448 | WK00448 | 9046 | 00 | 51883.2 | 51883.2 | 0 | 51883.2 | [12 empty] | 51883.2 | 1 | 0 | Does not match Policy. Check | No depreciation - Heritage asset | N |  | Heritage Asset |  | N |  | Y | N/A - Heritage asset | Y | Y | Prior to FY1415=NOT required | 0
H0016 | 13-14 | 2014-07-01 | 2014-07-01 |  | Heritage | Endowment | Callum Innes | Callum Innes Watercolours | 10 watercolours - artwork | Whitworth Art Gallery | Whitworth Art Gallery | David Morris | David Morris | 1 Good | Library and Cultural Institutions | Whitworth Art Gallery | 1283111 | y | yes | 2016-07-01 | confirmed by signed year-end verification form | as per Jun'16 verification exercise for FY15-16 YrEnd | WK00449 | WK00449 | 9046 | 00 | 12500 | 12500 | 0 | 12500 | [12 empty] | 12500 | 1 | 0 | Does not match Policy. Check | No depreciation - Heritage asset | N |  | Heritage Asset |  | N |  | Y | N/A - Heritage asset | Y | Y | Prior to FY1415=NOT required | 0
H0016 | 13-14 | 2014-07-01 | 2014-07-01 |  | Heritage | Endowment | Callum Innes | Callum Innes Watercolours | 10 watercolours - artwork | Whitworth Art Gallery | Whitworth Art Gallery | David Morris | David Morris | 1 Good | Library and Cultural Institutions | Whitworth Art Gallery | 1283111 | y | yes | 2016-07-01 | confirmed by signed year-end verification form | as per Jun'16 verification exercise for FY15-16 YrEnd | WK00447 | WK00447 | 9046 | 00 | 6000 | 6000 | 0 | 6000 | [12 empty] | 6000 | 1 | 0 | Does not match Policy. Check | No depreciation - Heritage asset | N |  | Heritage Asset |  | N |  | Y | N/A - Heritage asset | Y | Y | Prior to FY1415=NOT required | 0
H0016 | 13-14 | 2014-07-01 | 2014-07-01 |  | Heritage | Endowment | Callum Innes | Callum Innes Watercolours | 10 watercolours - artwork | Whitworth Art Gallery | Whitworth Art Gallery | David Morris | David Morris | 1 Good | Library and Cultural Institutions | Whitworth Art Gallery | 1283111 | y | yes | 2016-07-01 | confirmed by signed year-end verification form | as per Jun'16 verification exercise for FY15-16 YrEnd | WK00446 | WK00446 | 9046 | 00 | 5500 | 5500 | 0 | 5500 | [12 empty] | 5500 | 1 | 0 | Does not match Policy. Check | No depreciation - Heritage asset | N |  | Heritage Asset |  | N |  | Y | N/A - Heritage asset | Y | Y | Prior to FY1415=NOT required | 0
H0016 | 13-14 | 2014-07-01 | 2014-07-01 |  | Heritage | Donated | Callum Innes | Callum Innes Watercolours | 10 watercolours - artwork | Whitworth Art Gallery | Whitworth Art Gallery | David Morris | David Morris | 1 Good | Library and Cultural Institutions | Whitworth Art Gallery | N/A | n/a | yes | 2016-07-01 | confirmed by signed year-end verification form | as per Jun'16 verification exercise for FY15-16 YrEnd | KA00036 | KA00036 | 9046 | 09 | 65000 | 65000 | 0 | 65000 | [12 empty] | 65000 | 1 | 0 | Does not match Policy. Check | No depreciation - Heritage asset | N |  | Heritage Asset |  | N |  | Y | N/A - Heritage asset | Y | Y | Prior to FY1415=NOT required | 0 | 27.01.16: Consolidated multiple lines due to FAR cleanse exercise
H0017 | 14-15 | 2014-11-01 | 2014-11-01 |  | Heritage | Other | Mark Dion | Artwork - Mark Dion - Bureau of the Centre for the Study of Surrealism and its Legacy | A life sized replica office | Manchester Museum | Manchester Museum | Nick Merriman | Nick Merriman | 1 Good | Library and Cultural Institutions | Manchester Museum | 1319027 | y | yes | 2016-07-01 | confirmed by signed year-end verification form | as per Jun'16 verification exercise for FY15-16 YrEnd | KA00178 | KA00178 | 9046 | 09 | 50000 | 50000 | 0 | 50000 | [12 empty] | 50000 | 1 | 0 | Does not match Policy. Check | No depreciation - Heritage asset | N |  | Heritage Asset |  | N |  | Y | N/A - Heritage asset | Y | Y | <£100k | 0
H0018 | 14-15 | 2015-03-01 | 2015-03-01 |  | Heritage | University Funded | N/A | David Batchelor - Sculpture for Grand Staircase | David Batchelor - Sculpture for Grand Staircase | Whitworth Art Gallery | Whitworth Art Gallery | David Morris | David Morris | 1 Good | Library and Cultural Institutions | Whitworth Art Gallery | 1373735 | y | yes | 2016-07-01 | confirmed by signed year-end verification form | as per Jun'16 verification exercise for FY15-16 YrEnd | KA00036 | KA00036 | 9046 | 00 | 81810 | 81810 | 0 | 81810 | [12 empty] | 81810 | 1 | 0 | Does not match Policy. Check | No depreciation - Heritage asset | N |  | Heritage Asset |  | N |  | Y | N/A - Heritage asset | Y | Y | <£100k | 0
H0019 | 14-15 | 2015-05-01 | 2015-05-01 |  | Heritage | Donated | Dame Kathleen Ollerenshaw | Painting: LS Lowry 'Loneyly House' | Painting: LS Lowry 'Loneyly House' | Whitworth Art Gallery | Whitworth Art Gallery | David Morris | David Morris | 1 Good | Library and Cultural Institutions | Whitworth Art Gallery | Jnl#351674 | y | yes | 2016-07-01 | confirmed by signed year-end verification form | as per Jun'16 verification exercise for FY15-16 YrEnd | KA00036 | KA00036 | 9046 | 09 | 200000 | 200000 | 0 | 200000 | [12 empty] | 200000 | 1 | 0 | Does not match Policy. Check | No depreciation - Heritage asset | N |  | Heritage Asset |  | N |  | Y | N/A - Heritage asset | Y | Y |  | 0 | previously referenced as D0033.
H0020 | 14-15 | 2015-07-01 | 2015-07-01 |  | Heritage | Donated | Gilbert & George | Artwork - Gilbert & George - 'Race Hate' (2011) | Artwork - Gilbert & George - 'Race Hate' (2011) | Stores | Whitworth Art Gallery | David Morris | David Morris | 1 Good | Library and Cultural Institutions | Whitworth Art Gallery | Jnl#359450 | n/a | yes | 2016-07-01 | confirmed by signed year-end verification form | as per Jun'16 verification exercise for FY15-16 YrEnd | KA00036 | KA00036 | 9046 | 09 | 85000 | 85000 | 0 | 85000 | [12 empty] | 85000 | 1 | 0 | Does not match Policy. Check | No depreciation - Heritage asset | N |  | Heritage Asset |  | N |  | Y | N/A - Heritage asset | Y | Y | <£100k | 0
H0021 | 14-15 | 2015-07-01 | 2015-07-01 |  | Heritage | Donated | Tracey Emin | Artwork - Tracey Emin - 'Meow' (2005) | Artwork - Tracey Emin - 'Meow' (2005) | Stores | Whitworth Art Gallery | David Morris | David Morris | 1 Good | Library and Cultural Institutions | Whitworth Art Gallery | Jnl#359450 | n/a | yes | 2016-07-01 | confirmed by signed year-end verification form | as per Jun'16 verification exercise for FY15-16 YrEnd | KA00036 | KA00036 | 9046 | 09 | 375000 | 375000 | 0 | 375000 | [12 empty] | 375000 | 1 | 0 | Does not match Policy. Check | No depreciation - Heritage asset | N |  | Heritage Asset |  | N |  | Y | N/A - Heritage asset | Y | Y |  | 0
H0022 | 15-16 | 2015-09-22 | 2015-09-22 |  | Heritage | Donated | Thomas Dane | Gift Artwork collection (from Thomas Dane): Anya Gallaccio, Red Door with Handle; Paul Graham, Paint on Road Gobnascale Estate Derry; Michael Landy, Appropriation 3; Rebecca Warren, Sylvesternacht | Gift Artwork collection (from Thomas Dane): Anya Gallaccio, Red Door with Handle; Paul Graham, Paint on Road Gobnascale Estate Derry; Michael Landy, Appropriation 3; Rebecca Warren, Sylvesternacht | Stores | Whitworth Art Gallery | David Morris | David Morris | 1 Good | Library and Cultural Institutions | Whitworth Art Gallery | Jnl in Nov15 | n/a | yes | 2016-07-01 | confirmed by signed year-end verification form | as per Jun'16 verification exercise for FY15-16 YrEnd | HA00060 | HA00060 | 9046 | 09 | 137366 | 137366 | 0 | 137366 | [12 empty] | 137366 | 1 | 0 | Does not match Policy. Check | No depreciation - Heritage asset | N |  | Heritage Asset |  | N |  | Y | N/A - Heritage asset | Y | Y |  | 0
H0023 | 15-16 | 2015-11-03 | 2015-11-03 |  | Heritage | Donated | Leon Kossoff | Gift Artwork collection (from Leon Kossoff): Rooftop, Bethnal Green, 1961; From Rubens: The Judgement of Paris, 2007 | Gift Artwork collection (from Leon Kossoff): Rooftop, Bethnal Green, 1961; From Rubens: The Judgement of Paris, 2007 | Stores | Whitworth Art Gallery | David Morris | David Morris | 1 Good | Library and Cultural Institutions | Whitworth Art Gallery | Jnl in Nov15 | n/a | yes | 2016-07-01 | confirmed by signed year-end verification form | as per Jun'16 verification exercise for FY15-16 YrEnd | HA00060 | HA00060 | 9046 | 09 | 100000 | 100000 | 0 | 100000 | [12 empty] | 100000 | 1 | 0 | Does not match Policy. Check | No depreciation - Heritage asset | N |  | Heritage Asset |  | N |  | Y | N/A - Heritage asset | Y | Y |  | 0
H0024 | 15-16 | 2015-08-01 | 2015-08-01 |  | Heritage | University Funded | N/A | Ben Rivers | Artwork | Stores | Whitworth | David M Morris | David M Morris | N/a | Library and Cultural Institutions | Whitworth Art Gallery | 1455918 | Y | yes | 2016-07-01 | confirmed by signed year-end verification form | as per Jun'16 verification exercise for FY15-16 YrEnd | KA00250 | KA00250 | 9046 | 00 | 60000 | 60000 | 0 | 60000 | [12 empty] | 60000 | 1 | 0 | Does not match Policy. Check | No depreciation - Heritage asset | N |  | Heritage Asset |  | N |  | Y | N/A - Heritage asset | Y | Y | <£100k | 0
H0025 | 15-16 | 2013-10-01 | 2013-10-01 |  | Heritage | University Funded | Cornelia Parker | Cornelia Parker, three works of art: Jerusalem (2015); Oil Stain(Bethlehem) and Spilt Milk (Jerusalem) (2012-2103); War, Peace (2015) | art works | Whitworth | Whitworth Art Gallery | Mary Griffiths | David Morris | 1 Good | Library and Cultural Institutions | Whitworth Art Gallery | 1472864 | Y | yes | 2016-07-01 | confirmed by signed year-end verification form | as per Jun'16 verification exercise for FY15-16 YrEnd | FA02842 | FA02842 | 9046 | 00 | 132000 | 132000 | 0 | 132000 | [12 empty] | 132000 | 1 | 0 | Does not match Policy. Check | No depreciation - Heritage asset | N |  | Heritage Asset |  | N |  | Y | N/A - Heritage asset | Y | Y |  | 0
H0026 | 13-14 | 2014-07-31 | 2014-07-31 |  | Heritage | SORP revaluation | Thomas Lawrence | Richard Payne Knight | The Whitworth British Pictures Before 1850 | Whitworth Art Gallery |  | David Morris | David Morris |  | Library and Cultural Institutions | Whitworth Art Gallery | Lot #1 | n/a | yes | Jul'16 | Sotherbys | Valuation Report | KA00032 | KA00032 | 9046 | 00 | 700000 | 700000 | 0 | 700000 | [12 empty] | 700000 | 1 | 0 | Does not match Policy. Check | No depreciation - Heritage asset | N |  | Heritage Asset |  | N |  | Y | N/A - Heritage asset | Y | Y |  | 2
H0027 | 13-14 | 2014-07-31 | 2014-07-31 |  | Heritage | SORP revaluation | William Blake | The Descent of Peace | Old Master Drawings | Whitworth Art Gallery |  | David Morris | David Morris |  | Library and Cultural Institutions | Whitworth Art Gallery | Lot #2 | n/a | yes | Jul'16 | Sotherbys | Valuation Report | KA00032 | KA00032 | 9046 | 00 | 500000 | 500000 | 0 | 500000 | [12 empty] | 500000 | 1 | 0 | Does not match Policy. Check | No depreciation - Heritage asset | N |  | Heritage Asset |  | N |  | Y | N/A - Heritage asset | Y | Y |  | 2
H0028 | 13-14 | 2014-07-31 | 2014-07-31 |  | Heritage | SORP revaluation | William Blake | The angels appearing to be shepherds | Old Master Drawings | Whitworth Art Gallery |  | David Morris | David Morris |  | Library and Cultural Institutions | Whitworth Art Gallery | Lot #3 | n/a | yes | Jul'16 | Sotherbys | Valuation Report | KA00032 | KA00032 | 9046 | 00 | 600000 | 600000 | 0 | 600000 | [12 empty] | 600000 | 1 | 0 | Does not match Policy. Check | No depreciation - Heritage asset | N |  | Heritage Asset |  | N |  | Y | N/A - Heritage asset | Y | Y |  | 2
H0029 | 13-14 | 2014-07-31 | 2014-07-31 |  | Heritage | SORP revaluation | William Blake | The shrine of apollo | Old Master Drawings | Whitworth Art Gallery |  | David Morris | David Morris |  | Library and Cultural Institutions | Whitworth Art Gallery | Lot #4 | n/a | yes | Jul'16 | Sotherbys | Valuation Report | KA00032 | KA00032 | 9046 | 00 | 700000 | 700000 | 0 | 700000 | [12 empty] | 700000 | 1 | 0 | Does not match Policy. Check | No depreciation - Heritage asset | N |  | Heritage Asset |  | N |  | Y | N/A - Heritage asset | Y | Y |  | 2
H0030 | 13-14 | 2014-07-31 | 2014-07-31 |  | Heritage | SORP revaluation | William Blake | Sullen Moloch | Old Master Drawings | Whitworth Art Gallery |  | David Morris | David Morris |  | Library and Cultural Institutions | Whitworth Art Gallery | Lot #5 | n/a | yes | Jul'16 | Sotherbys | Valuation Report | KA00032 | KA00032 | 9046 | 00 | 700000 | 700000 | 0 | 700000 | [12 empty] | 700000 | 1 | 0 | Does not match Policy. Check | No depreciation - Heritage asset | N |  | Heritage Asset |  | N |  | Y | N/A - Heritage asset | Y | Y |  | 2
H0031 | 13-14 | 2014-07-31 | 2014-07-31 |  | Heritage | SORP revaluation | William Blake | The descent of Typhon and the Gods into Hell | Old Master Drawings | Whitworth Art Gallery |  | David Morris | David Morris |  | Library and Cultural Institutions | Whitworth Art Gallery | Lot #6 | n/a | yes | Jul'16 | Sotherbys | Valuation Report | KA00032 | KA00032 | 9046 | 00 | 1000000 | 1000000 | 0 | 1000000 | [12 empty] | 1000000 | 1 | 0 | Does not match Policy. Check | No depreciation - Heritage asset | N |  | Heritage Asset |  | N |  | Y | N/A - Heritage asset | Y | Y |  | 2
H0032 | 13-14 | 2014-07-31 | 2014-07-31 |  | Heritage | SORP revaluation | William Blake | The night of peace | Old Master Drawings | Whitworth Art Gallery |  | David Morris | David Morris |  | Library and Cultural Institutions | Whitworth Art Gallery | Lot #7 | n/a | yes | Jul'16 | Sotherbys | Valuation Report | KA00032 | KA00032 | 9046 | 00 | 500000 | 500000 | 0 | 500000 | [12 empty] | 500000 | 1 | 0 | Does not match Policy. Check | No depreciation - Heritage asset | N |  | Heritage Asset |  | N |  | Y | N/A - Heritage asset | Y | Y |  | 2
H0033 | 13-14 | 2014-07-31 | 2014-07-31 |  | Heritage | SORP revaluation | George Frederick Watts | Love and Death | Old Master Drawings | Whitworth Art Gallery |  | David Morris | David Morris |  | Library and Cultural Institutions | Whitworth Art Gallery | Lot #8 | n/a | yes | Jul'16 | Sotherbys | Valuation Report | KA00032 | KA00032 | 9046 | 00 | 100000 | 100000 | 0 | 100000 | [12 empty] | 100000 | 1 | 0 | Does not match Policy. Check | No depreciation - Heritage asset | N |  | Heritage Asset |  | N |  | Y | N/A - Heritage asset | Y | Y |  | 2
H0034 | 13-14 | 2014-07-31 | 2014-07-31 |  | Heritage | SORP revaluation | JMW Turner | Conway Castle | British Watercolours and Drawings | Whitworth Art Gallery |  | David Morris | David Morris |  | Library and Cultural Institutions | Whitworth Art Gallery | Lot #9 | n/a | yes | Jul'16 | Sotherbys | Valuation Report | KA00032 | KA00032 | 9046 | 00 | 400000 | 400000 | 0 | 400000 | [12 empty] | 400000 | 1 | 0 | Does not match Policy. Check | No depreciation - Heritage asset | N |  | Heritage Asset |  | N |  | Y | N/A - Heritage asset | Y | Y |  | 2
H0035 | 13-14 | 2014-07-31 | 2014-07-31 |  | Heritage | SORP revaluation | JMW Turner | Valley of Chamonix - Mont Blanc | British Watercolours and Drawings | Whitworth Art Gallery |  | David Morris | David Morris |  | Library and Cultural Institutions | Whitworth Art Gallery | Lot #10 | n/a | yes | Jul'16 | Sotherbys | Valuation Report | KA00032 | KA00032 | 9046 | 00 | 500000 | 500000 | 0 | 500000 | [12 empty] | 500000 | 1 | 0 | Does not match Policy. Check | No depreciation - Heritage asset | N |  | Heritage Asset |  | N |  | Y | N/A - Heritage asset | Y | Y |  | 2
H0036 | 13-14 | 2014-07-31 | 2014-07-31 |  | Heritage | SORP revaluation | JMW Turner | Moonlight on Lake Lucerne | British Watercolours and Drawings | Whitworth Art Gallery |  | David Morris | David Morris |  | Library and Cultural Institutions | Whitworth Art Gallery | Lot #11 | n/a | yes | Jul'16 | Sotherbys | Valuation Report | KA00032 | KA00032 | 9046 | 00 | 2000000 | 2000000 | 0 | 2000000 | [12 empty] | 2000000 | 1 | 0 | Does not match Policy. Check | No depreciation - Heritage asset | N |  | Heritage Asset |  | N |  | Y | N/A - Heritage asset | Y | Y |  | 2
H0037 | 13-14 | 2014-07-31 | 2014-07-31 |  | Heritage | SORP revaluation | JMW Turner | Lake of Thun | British Watercolours and Drawings | Whitworth Art Gallery |  | David Morris | David Morris |  | Library and Cultural Institutions | Whitworth Art Gallery | Lot #12 | n/a | yes | Jul'16 | Sotherbys | Valuation Report | KA00032 | KA00032 | 9046 | 00 | 250000 | 250000 | 0 | 250000 | [12 empty] | 250000 | 1 | 0 | Does not match Policy. Check | No depreciation - Heritage asset | N |  | Heritage Asset |  | N |  | Y | N/A - Heritage asset | Y | Y |  | 2
H0038 | 13-14 | 2014-07-31 | 2014-07-31 |  | Heritage | SORP revaluation | JMW Turner | Storm in the pass of St Gotthard | British Watercolours and Drawings | Whitworth Art Gallery |  | David Morris | David Morris |  | Library and Cultural Institutions | Whitworth Art Gallery | Lot #13 | n/a | yes | Jul'16 | Sotherbys | Valuation Report | KA00032 | KA00032 | 9046 | 00 | 700000 | 700000 | 0 | 700000 | [12 empty] | 700000 | 1 | 0 | Does not match Policy. Check | No depreciation - Heritage asset | N |  | Heritage Asset |  | N |  | Y | N/A - Heritage asset | Y | Y |  | 2
H0039 | 13-14 | 2014-07-31 | 2014-07-31 |  | Heritage | SORP revaluation | JMW Turner | Tivoli | British Watercolours and Drawings | Whitworth Art Gallery |  | David Morris | David Morris |  | Library and Cultural Institutions | Whitworth Art Gallery | Lot #14 | n/a | yes | Jul'16 | Sotherbys | Valuation Report | KA00032 | KA00032 | 9046 | 00 | 250000 | 250000 | 0 | 250000 | [12 empty] | 250000 | 1 | 0 | Does not match Policy. Check | No depreciation - Heritage asset | N |  | Heritage Asset |  | N |  | Y | N/A - Heritage asset | Y | Y |  | 2
H0040 | 13-14 | 2014-07-31 | 2014-07-31 |  | Heritage | SORP revaluation | JMW Turner | Fire at Fennings Wharf | British Watercolours and Drawings | Whitworth Art Gallery |  | David Morris | David Morris |  | Library and Cultural Institutions | Whitworth Art Gallery | Lot #15 | n/a | yes | Jul'16 | Sotherbys | Valuation Report | KA00032 | KA00032 | 9046 | 00 | 700000 | 700000 | 0 | 700000 | [12 empty] | 700000 | 1 | 0 | Does not match Policy. Check | No depreciation - Heritage asset | N |  | Heritage Asset |  | N |  | Y | N/A - Heritage asset | Y | Y |  | 2
H0041 | 13-14 | 2014-07-31 | 2014-07-31 |  | Heritage | SORP revaluation | JMW Turner | Orfordness | British Watercolours and Drawings | Whitworth Art Gallery |  | David Morris | David Morris |  | Library and Cultural Institutions | Whitworth Art Gallery | Lot #16 | n/a | yes | Jul'16 | Sotherbys | Valuation Report | KA00032 | KA00032 | 9046 | 00 | 300000 | 300000 | 0 | 300000 | [12 empty] | 300000 | 1 | 0 | Does not match Policy. Check | No depreciation - Heritage asset | N |  | Heritage Asset |  | N |  | Y | N/A - Heritage asset | Y | Y |  | 2
H0042 | 13-14 | 2014-07-31 | 2014-07-31 |  | Heritage | SORP revaluation | JMW Turner | Efridge Castle Sussex | British Watercolours and Drawings | Whitworth Art Gallery |  | David Morris | David Morris |  | Library and Cultural Institutions | Whitworth Art Gallery | Lot #17 | n/a | yes | Jul'16 | Sotherbys | Valuation Report | KA00032 | KA00032 | 9046 | 00 | 250000 | 250000 | 0 | 250000 | [12 empty] | 250000 | 1 | 0 | Does not match Policy. Check | No depreciation - Heritage asset | N |  | Heritage Asset |  | N |  | Y | N/A - Heritage asset | Y | Y |  | 2
H0043 | 13-14 | 2014-07-31 | 2014-07-31 |  | Heritage | SORP revaluation | JMW Turner | Ullswater Lake | British Watercolours and Drawings | Whitworth Art Gallery |  | David Morris | David Morris |  | Library and Cultural Institutions | Whitworth Art Gallery | Lot #18 | n/a | yes | Jul'16 | Sotherbys | Valuation Report | KA00032 | KA00032 | 9046 | 00 | 250000 | 250000 | 0 | 250000 | [12 empty] | 250000 | 1 | 0 | Does not match Policy. Check | No depreciation - Heritage asset | N |  | Heritage Asset |  | N |  | Y | N/A - Heritage asset | Y | Y |  | 2
H0044 | 13-14 | 2014-07-31 | 2014-07-31 |  | Heritage | SORP revaluation | JMW Turner | The Aiguiette | British Watercolours and Drawings | Whitworth Art Gallery |  | David Morris | David Morris |  | Library and Cultural Institutions | Whitworth Art Gallery | Lot #19 | n/a | yes | Jul'16 | Sotherbys | Valuation Report | KA00032 | KA00032 | 9046 | 00 | 250000 | 250000 | 0 | 250000 | [12 empty] | 250000 | 1 | 0 | Does not match Policy. Check | No depreciation - Heritage asset | N |  | Heritage Asset |  | N |  | Y | N/A - Heritage asset | Y | Y |  | 2
H0045 | 13-14 | 2014-07-31 | 2014-07-31 |  | Heritage | SORP revaluation | JMW Turner | The Lorelei, Germany | British Watercolours and Drawings | Whitworth Art Gallery |  | David Morris | David Morris |  | Library and Cultural Institutions | Whitworth Art Gallery | Lot #20 | n/a | yes | Jul'16 | Sotherbys | Valuation Report | KA00032 | KA00032 | 9046 | 00 | 400000 | 400000 | 0 | 400000 | [12 empty] | 400000 | 1 | 0 | Does not match Policy. Check | No depreciation - Heritage asset | N |  | Heritage Asset |  | N |  | Y | N/A - Heritage asset | Y | Y |  | 2
H0046 | 13-14 | 2014-07-31 | 2014-07-31 |  | Heritage | SORP revaluation | JMW Turner | Sunset at sea with Gurnets | British Watercolours and Drawings | Whitworth Art Gallery |  | David Morris | David Morris |  | Library and Cultural Institutions | Whitworth Art Gallery | Lot #21 | n/a | yes | Jul'16 | Sotherbys | Valuation Report | KA00032 | KA00032 | 9046 | 00 | 600000 | 600000 | 0 | 600000 | [12 empty] | 600000 | 1 | 0 | Does not match Policy. Check | No depreciation - Heritage asset | N |  | Heritage Asset |  | N |  | Y | N/A - Heritage asset | Y | Y |  | 2
H0047 | 13-14 | 2014-07-31 | 2014-07-31 |  | Heritage | SORP revaluation | JMW Turner | Venice - San Giorgio Maggiore | British Watercolours and Drawings | Whitworth Art Gallery |  | David Morris | David Morris |  | Library and Cultural Institutions | Whitworth Art Gallery | Lot #22 | n/a | yes | Jul'16 | Sotherbys | Valuation Report | KA00032 | KA00032 | 9046 | 00 | 1250000 | 1250000 | 0 | 1250000 | [12 empty] | 1250000 | 1 | 0 | Does not match Policy. Check | No depreciation - Heritage asset | N |  | Heritage Asset |  | N |  | Y | N/A - Heritage asset | Y | Y |  | 2
H0048 | 13-14 | 2014-07-31 | 2014-07-31 |  | Heritage | SORP revaluation | JMW Turner | The Chapter House, Salisbury Cathedral | British Watercolours and Drawings | Whitworth Art Gallery |  | David Morris | David Morris |  | Library and Cultural Institutions | Whitworth Art Gallery | Lot #23 | n/a | yes | Jul'16 | Sotherbys | Valuation Report | KA00032 | KA00032 | 9046 | 00 | 70000 | 70000 | 0 | 70000 | [12 empty] | 70000 | 1 | 0 | Does not match Policy. Check | No depreciation - Heritage asset | N |  | Heritage Asset |  | N |  | Y | N/A - Heritage asset | Y | Y |  | 2
H0049 | 13-14 | 2014-07-31 | 2014-07-31 |  | Heritage | SORP revaluation | JMW Turner | A conflagration | British Watercolours and Drawings | Whitworth Art Gallery |  | David Morris | David Morris |  | Library and Cultural Institutions | Whitworth Art Gallery | Lot #24 | n/a | yes | Jul'16 | Sotherbys | Valuation Report | KA00032 | KA00032 | 9046 | 00 | 700000 | 700000 | 0 | 700000 | [12 empty] | 700000 | 1 | 0 | Does not match Policy. Check | No depreciation - Heritage asset | N |  | Heritage Asset |  | N |  | Y | N/A - Heritage asset | Y | Y |  | 2
H0050 | 13-14 | 2014-07-31 | 2014-07-31 |  | Heritage | SORP revaluation | JMW Turner | Sunset on wet sand | British Watercolours and Drawings | Whitworth Art Gallery |  | David Morris | David Morris |  | Library and Cultural Institutions | Whitworth Art Gallery | Lot #25 | n/a | yes | Jul'16 | Sotherbys | Valuation Report | KA00032 | KA00032 | 9046 | 00 | 400000 | 400000 | 0 | 400000 | [12 empty] | 400000 | 1 | 0 | Does not match Policy. Check | No depreciation - Heritage asset | N |  | Heritage Asset |  | N |  | Y | N/A - Heritage asset | Y | Y |  | 2
H0051 | 13-14 | 2014-07-31 | 2014-07-31 |  | Heritage | SORP revaluation | JMW Turner | Upnor Castle Kent | British Watercolours and Drawings | Whitworth Art Gallery |  | David Morris | David Morris |  | Library and Cultural Institutions | Whitworth Art Gallery | Lot #26 | n/a | yes | Jul'16 | Sotherbys | Valuation Report | KA00032 | KA00032 | 9046 | 00 | 350000 | 350000 | 0 | 350000 | [12 empty] | 350000 | 1 | 0 | Does not match Policy. Check | No depreciation - Heritage asset | N |  | Heritage Asset |  | N |  | Y | N/A - Heritage asset | Y | Y |  | 2
H0052 | 13-14 | 2014-07-31 | 2014-07-31 |  | Heritage | SORP revaluation | JMW Turner | Warwick Castle | British Watercolours and Drawings | Whitworth Art Gallery |  | David Morris | David Morris |  | Library and Cultural Institutions | Whitworth Art Gallery | Lot #27 | n/a | yes | Jul'16 | Sotherbys | Valuation Report | KA00032 | KA00032 | 9046 | 00 | 200000 | 200000 | 0 | 200000 | [12 empty] | 200000 | 1 | 0 | Does not match Policy. Check | No depreciation - Heritage asset | N |  | Heritage Asset |  | N |  | Y | N/A - Heritage asset | Y | Y |  | 2
H0053 | 13-14 | 2014-07-31 | 2014-07-31 |  | Heritage | SORP revaluation | JMW Turner | Deer in Peterworth Park | British Watercolours and Drawings | Whitworth Art Gallery |  | David Morris | David Morris |  | Library and Cultural Institutions | Whitworth Art Gallery | Lot #28 | n/a | yes | Jul'16 | Sotherbys | Valuation Report | KA00032 | KA00032 | 9046 | 00 | 400000 | 400000 | 0 | 400000 | [12 empty] | 400000 | 1 | 0 | Does not match Policy. Check | No depreciation - Heritage asset | N |  | Heritage Asset |  | N |  | Y | N/A - Heritage asset | Y | Y |  | 2
H0054 | 13-14 | 2014-07-31 | 2014-07-31 |  | Heritage | SORP revaluation | JMW Turner | Lake Lucerne sunset | British Watercolours and Drawings | Whitworth Art Gallery |  | David Morris | David Morris |  | Library and Cultural Institutions | Whitworth Art Gallery | Lot #29 | n/a | yes | Jul'16 | Sotherbys | Valuation Report | KA00032 | KA00032 | 9046 | 00 | 1000000 | 1000000 | 0 | 1000000 | [12 empty] | 1000000 | 1 | 0 | Does not match Policy. Check | No depreciation - Heritage asset | N |  | Heritage Asset |  | N |  | Y | N/A - Heritage asset | Y | Y |  | 2
H0055 | 13-14 | 2014-07-31 | 2014-07-31 |  | Heritage | SORP revaluation | John Lewis | Indoor Gossip, Cairo | 19th Century Paintings | Whitworth Art Gallery |  | David Morris | David Morris |  | Library and Cultural Institutions | Whitworth Art Gallery | Lot #30 | n/a | yes | Jul'16 | Sotherbys | Valuation Report | KA00032 | KA00032 | 9046 | 00 | 500000 | 500000 | 0 | 500000 | [12 empty] | 500000 | 1 | 0 | Does not match Policy. Check | No depreciation - Heritage asset | N |  | Heritage Asset |  | N |  | Y | N/A - Heritage asset | Y | Y |  | 2
H0056 | 13-14 | 2014-07-31 | 2014-07-31 |  | Heritage | SORP revaluation | DG Rosetti | La Nonna Della Finestra | 19th Century Paintings | Whitworth Art Gallery |  | David Morris | David Morris |  | Library and Cultural Institutions | Whitworth Art Gallery | Lot #31 | n/a | yes | Jul'16 | Sotherbys | Valuation Report | KA00032 | KA00032 | 9046 | 00 | 700000 | 700000 | 0 | 700000 | [12 empty] | 700000 | 1 | 0 | Does not match Policy. Check | No depreciation - Heritage asset | N |  | Heritage Asset |  | N |  | Y | N/A - Heritage asset | Y | Y |  | 2
H0057 | 13-14 | 2014-07-31 | 2014-07-31 |  | Heritage | SORP revaluation | Paul Cezanne | La Lisiere | Impressionist and Modern Art | Whitworth Art Gallery |  | David Morris | David Morris |  | Library and Cultural Institutions | Whitworth Art Gallery | Lot #32 | n/a | yes | Jul'16 | Sotherbys | Valuation Report | KA00032 | KA00032 | 9046 | 00 | 100000 | 100000 | 0 | 100000 | [12 empty] | 100000 | 1 | 0 | Does not match Policy. Check | No depreciation - Heritage asset | N |  | Heritage Asset |  | N |  | Y | N/A - Heritage asset | Y | Y |  | 2
H0058 | 13-14 | 2014-07-31 | 2014-07-31 |  | Heritage | SORP revaluation | Giorgio de Chirico | Il Filosofo | Impressionist and Modern Art | Whitworth Art Gallery |  | David Morris | David Morris |  | Library and Cultural Institutions | Whitworth Art Gallery | Lot #33 | n/a | yes | Jul'16 | Sotherbys | Valuation Report | KA00032 | KA00032 | 9046 | 00 | 600000 | 600000 | 0 | 600000 | [12 empty] | 600000 | 1 | 0 | Does not match Policy. Check | No depreciation - Heritage asset | N |  | Heritage Asset |  | N |  | Y | N/A - Heritage asset | Y | Y |  | 2
H0059 | 13-14 | 2014-07-31 | 2014-07-31 |  | Heritage | SORP revaluation | Giorgio de Chirico | Il Filosofo (Second) | Impressionist and Modern Art | Whitworth Art Gallery |  | David Morris | David Morris |  | Library and Cultural Institutions | Whitworth Art Gallery | Lot #34 | n/a | yes | Jul'16 | Sotherbys | Valuation Report | KA00032 | KA00032 | 9046 | 00 | 100000 | 100000 | 0 | 100000 | [12 empty] | 100000 | 1 | 0 | Does not match Policy. Check | No depreciation - Heritage asset | N |  | Heritage Asset |  | N |  | Y | N/A - Heritage asset | Y | Y |  | 2
H0060 | 13-14 | 2014-07-31 | 2014-07-31 |  | Heritage | SORP revaluation | Giorgio de Chirico | Il Filosofo (Third) | Impressionist and Modern Art | Whitworth Art Gallery |  | David Morris | David Morris |  | Library and Cultural Institutions | Whitworth Art Gallery | Lot #35 | n/a | yes | Jul'16 | Sotherbys | Valuation Report | KA00032 | KA00032 | 9046 | 00 | 70000 | 70000 | 0 | 70000 | [12 empty] | 70000 | 1 | 0 | Does not match Policy. Check | No depreciation - Heritage asset | N |  | Heritage Asset |  | N |  | Y | N/A - Heritage asset | Y | Y |  | 2
H0061 | 13-14 | 2014-07-31 | 2014-07-31 |  | Heritage | SORP revaluation | Edgar Degas | Etude de quatre Danseuses | Impressionist and Modern Art | Whitworth Art Gallery |  | David Morris | David Morris |  | Library and Cultural Institutions | Whitworth Art Gallery | Lot #36 | n/a | yes | Jul'16 | Sotherbys | Valuation Report | KA00032 | KA00032 | 9046 | 00 | 250000 | 250000 | 0 | 250000 | [12 empty] | 250000 | 1 | 0 | Does not match Policy. Check | No depreciation - Heritage asset | N |  | Heritage Asset |  | N |  | Y | N/A - Heritage asset | Y | Y |  | 2
H0062 | 13-14 | 2014-07-31 | 2014-07-31 |  | Heritage | SORP revaluation | Edgar Degas | Femme Assise | Impressionist and Modern Art | Whitworth Art Gallery |  | David Morris | David Morris |  | Library and Cultural Institutions | Whitworth Art Gallery | Lot #37 | n/a | yes | Jul'16 | Sotherbys | Valuation Report | KA00032 | KA00032 | 9046 | 00 | 175000 | 175000 | 0 | 175000 | [12 empty] | 175000 | 1 | 0 | Does not match Policy. Check | No depreciation - Heritage asset | N |  | Heritage Asset |  | N |  | Y | N/A - Heritage asset | Y | Y |  | 2
H0063 | 13-14 | 2014-07-31 | 2014-07-31 |  | Heritage | SORP revaluation | Paul Gauguin | En Bretagne | Impressionist and Modern Art | Whitworth Art Gallery |  | David Morris | David Morris |  | Library and Cultural Institutions | Whitworth Art Gallery | Lot #38 | n/a | yes | Jul'16 | Sotherbys | Valuation Report | KA00032 | KA00032 | 9046 | 00 | 700000 | 700000 | 0 | 700000 | [12 empty] | 700000 | 1 | 0 | Does not match Policy. Check | No depreciation - Heritage asset | N |  | Heritage Asset |  | N |  | Y | N/A - Heritage asset | Y | Y |  | 2
H0064 | 13-14 | 2014-07-31 | 2014-07-31 |  | Heritage | SORP revaluation | Vincent van Gogh | The ramparts of Paris | Impressionist and Modern Art | Whitworth Art Gallery |  | David Morris | David Morris |  | Library and Cultural Institutions | Whitworth Art Gallery | Lot #39 | n/a | yes | Jul'16 | Sotherbys | Valuation Report | KA00032 | KA00032 | 9046 | 00 | 2000000 | 2000000 | 0 | 2000000 | [12 empty] | 2000000 | 1 | 0 | Does not match Policy. Check | No depreciation - Heritage asset | N |  | Heritage Asset |  | N |  | Y | N/A - Heritage asset | Y | Y |  | 2
H0065 | 13-14 | 2014-07-31 | 2014-07-31 |  | Heritage | SORP revaluation | Vincent van Gogh | Hayricks | Impressionist and Modern Art | Whitworth Art Gallery |  | David Morris | David Morris |  | Library and Cultural Institutions | Whitworth Art Gallery | Lot #40 | n/a | yes | Jul'16 | Sotherbys | Valuation Report | KA00032 | KA00032 | 9046 | 00 | 1750000 | 1750000 | 0 | 1750000 | [12 empty] | 1750000 | 1 | 0 | Does not match Policy. Check | No depreciation - Heritage asset | N |  | Heritage Asset |  | N |  | Y | N/A - Heritage asset | Y | Y |  | 2
H0066 | 13-14 | 2014-07-31 | 2014-07-31 |  | Heritage | SORP revaluation | Paul Klee | Die Gratulanten | Impressionist and Modern Art | Whitworth Art Gallery |  | David Morris | David Morris |  | Library and Cultural Institutions | Whitworth Art Gallery | Lot #41 | n/a | yes | Jul'16 | Sotherbys | Valuation Report | KA00032 | KA00032 | 9046 | 00 | 125000 | 125000 | 0 | 125000 | [12 empty] | 125000 | 1 | 0 | Does not match Policy. Check | No depreciation - Heritage asset | N |  | Heritage Asset |  | N |  | Y | N/A - Heritage asset | Y | Y |  | 2
H0067 | 13-14 | 2014-07-31 | 2014-07-31 |  | Heritage | SORP revaluation | Paul Klee | GESTIRN ÜBER DER HÜTTE (STAR OVER THE COTTAGE) | Impressionist and Modern Art | Whitworth Art Gallery |  | David Morris | David Morris |  | Library and Cultural Institutions | Whitworth Art Gallery | Lot #42 | n/a | yes | Jul'16 | Sotherbys | Valuation Report | KA00032 | KA00032 | 9046 | 00 | 80000 | 80000 | 0 | 80000 | [12 empty] | 80000 | 1 | 0 | Does not match Policy. Check | No depreciation - Heritage asset | N |  | Heritage Asset |  | N |  | Y | N/A - Heritage asset | Y | Y |  | 2
H0068 | 13-14 | 2014-07-31 | 2014-07-31 |  | Heritage | SORP revaluation | Pablo Picasso | Les miserables | Impressionist and Modern Art | Whitworth Art Gallery |  | David Morris | David Morris |  | Library and Cultural Institutions | Whitworth Art Gallery | Lot #43 | n/a | yes | Jul'16 | Sotherbys | Valuation Report | KA00032 | KA00032 | 9046 | 00 | 1750000 | 1750000 | 0 | 1750000 | [12 empty] | 1750000 | 1 | 0 | Does not match Policy. Check | No depreciation - Heritage asset | N |  | Heritage Asset |  | N |  | Y | N/A - Heritage asset | Y | Y |  | 2
H0069 | 13-14 | 2014-07-31 | 2014-07-31 |  | Heritage | SORP revaluation | Camille Pissaro | La Petie Bonnne | Impressionist and Modern Art | Whitworth Art Gallery |  | David Morris | David Morris |  | Library and Cultural Institutions | Whitworth Art Gallery | Lot #44 | n/a | yes | Jul'16 | Sotherbys | Valuation Report | KA00032 | KA00032 | 9046 | 00 | 700000 | 700000 | 0 | 700000 | [12 empty] | 700000 | 1 | 0 | Does not match Policy. Check | No depreciation - Heritage asset | N |  | Heritage Asset |  | N |  | Y | N/A - Heritage asset | Y | Y |  | 2
H0070 | 13-14 | 2014-07-31 | 2014-07-31 |  | Heritage | SORP revaluation | Camille Pissaro | APRÈS LA PLUIE, QUAI DU POTHUIS À PONTOISE | Impressionist and Modern Art | Whitworth Art Gallery |  | David Morris | David Morris |  | Library and Cultural Institutions | Whitworth Art Gallery | Lot #45 | n/a | yes | Jul'16 | Sotherbys | Valuation Report | KA00032 | KA00032 | 9046 | 00 | 350000 | 350000 | 0 | 350000 | [12 empty] | 350000 | 1 | 0 | Does not match Policy. Check | No depreciation - Heritage asset | N |  | Heritage Asset |  | N |  | Y | N/A - Heritage asset | Y | Y |  | 2
H0071 | 13-14 | 2014-07-31 | 2014-07-31 |  | Heritage | SORP revaluation | Frank Helmuth Auerbach | HEAD OF E.O.W | Contemporary Art | Whitworth Art Gallery |  | David Morris | David Morris |  | Library and Cultural Institutions | Whitworth Art Gallery | Lot #46 | n/a | yes | Jul'16 | Sotherbys | Valuation Report | KA00032 | KA00032 | 9046 | 00 | 500000 | 500000 | 0 | 500000 | [12 empty] | 500000 | 1 | 0 | Does not match Policy. Check | No depreciation - Heritage asset | N |  | Heritage Asset |  | N |  | Y | N/A - Heritage asset | Y | Y |  | 2
H0072 | 13-14 | 2014-07-31 | 2014-07-31 |  | Heritage | SORP revaluation | Francis Bacon | Portrait of Lucian Freud | Contemporary Art | Whitworth Art Gallery |  | David Morris | David Morris |  | Library and Cultural Institutions | Whitworth Art Gallery | Lot #47 | n/a | yes | Jul'16 | Sotherbys | Valuation Report | KA00032 | KA00032 | 9046 | 00 | 12500000 | 12500000 | 0 | 12500000 | [12 empty] | 12500000 | 1 | 0 | Does not match Policy. Check | No depreciation - Heritage asset | N |  | Heritage Asset |  | N |  | Y | N/A - Heritage asset | Y | Y |  | 2
H0073 | 13-14 | 2014-07-31 | 2014-07-31 |  | Heritage | SORP revaluation | Peter Blake | Got a Girl | Contemporary Art | Whitworth Art Gallery |  | David Morris | David Morris |  | Library and Cultural Institutions | Whitworth Art Gallery | Lot #48 | n/a | yes | Jul'16 | Sotherbys | Valuation Report | KA00032 | KA00032 | 9046 | 00 | 1250000 | 1250000 | 0 | 1250000 | [12 empty] | 1250000 | 1 | 0 | Does not match Policy. Check | No depreciation - Heritage asset | N |  | Heritage Asset |  | N |  | Y | N/A - Heritage asset | Y | Y |  | 2
H0074 | 13-14 | 2014-07-31 | 2014-07-31 |  | Heritage | SORP revaluation | Lucian Freud | Mans Head | Contemporary Art | Whitworth Art Gallery |  | David Morris | David Morris |  | Library and Cultural Institutions | Whitworth Art Gallery | Lot #50 | n/a | yes | Jul'16 | Sotherbys | Valuation Report | KA00032 | KA00032 | 9046 | 00 | 13500000 | 13500000 | 0 | 13500000 | [12 empty] | 13500000 | 1 | 0 | Does not match Policy. Check | No depreciation - Heritage asset | N |  | Heritage Asset |  | N |  | Y | N/A - Heritage asset | Y | Y |  | 2
H0075 | 13-14 | 2014-07-31 | 2014-07-31 |  | Heritage | SORP revaluation | Lucian Freud | Slef Portrait | Contemporary Art | Whitworth Art Gallery |  | David Morris | David Morris |  | Library and Cultural Institutions | Whitworth Art Gallery | Lot #51 | n/a | yes | Jul'16 | Sotherbys | Valuation Report | KA00032 | KA00032 | 9046 | 00 | 300000 | 300000 | 0 | 300000 | [12 empty] | 300000 | 1 | 0 | Does not match Policy. Check | No depreciation - Heritage asset | N |  | Heritage Asset |  | N |  | Y | N/A - Heritage asset | Y | Y |  | 2
H0076 | 13-14 | 2014-07-31 | 2014-07-31 |  | Heritage | SORP revaluation | Howard Hodgkin | INTERIOR AT OAKWOOD COURT | Contemporary Art | Whitworth Art Gallery |  | David Morris | David Morris |  | Library and Cultural Institutions | Whitworth Art Gallery | Lot #53 | n/a | yes | Jul'16 | Sotherbys | Valuation Report | KA00032 | KA00032 | 9046 | 00 | 500000 | 500000 | 0 | 500000 | [12 empty] | 500000 | 1 | 0 | Does not match Policy. Check | No depreciation - Heritage asset | N |  | Heritage Asset |  | N |  | Y | N/A - Heritage asset | Y | Y |  | 2
H0077 | 13-14 | 2014-07-31 | 2014-07-31 |  | Heritage | SORP revaluation | Bridget Riley | Search | Contemporary Art | Whitworth Art Gallery |  | David Morris | David Morris |  | Library and Cultural Institutions | Whitworth Art Gallery | Lot #55 | n/a | yes | Jul'16 | Sotherbys | Valuation Report | KA00032 | KA00032 | 9046 | 00 | 1500000 | 1500000 | 0 | 1500000 | [12 empty] | 1500000 | 1 | 0 | Does not match Policy. Check | No depreciation - Heritage asset | N |  | Heritage Asset |  | N |  | Y | N/A - Heritage asset | Y | Y |  | 2
H0078 | 13-14 | 2014-07-31 | 2014-07-31 |  | Heritage | SORP revaluation | Edward Burra | JOHN DETH (HOMMAGE A CONRAD AIKEN), RECTO; STUDY OF A DINNER DANCE PARTY, VERSO | Modern British Pictures | Whitworth Art Gallery |  | David Morris | David Morris |  | Library and Cultural Institutions | Whitworth Art Gallery | Lot #56 | n/a | yes | Jul'16 | Sotherbys | Valuation Report | KA00032 | KA00032 | 9046 | 00 | 500000 | 500000 | 0 | 500000 | [12 empty] | 500000 | 1 | 0 | Does not match Policy. Check | No depreciation - Heritage asset | N |  | Heritage Asset |  | N |  | Y | N/A - Heritage asset | Y | Y |  | 2
H0079 | 13-14 | 2014-07-31 | 2014-07-31 |  | Heritage | SORP revaluation | Jacob Epstein | Genesis | Modern British Pictures | Whitworth Art Gallery |  | David Morris | David Morris |  | Library and Cultural Institutions | Whitworth Art Gallery | Lot #57 | n/a | yes | Jul'16 | Sotherbys | Valuation Report | KA00032 | KA00032 | 9046 | 00 | 2000000 | 2000000 | 0 | 2000000 | [12 empty] | 2000000 | 1 | 0 | Does not match Policy. Check | No depreciation - Heritage asset | N |  | Heritage Asset |  | N |  | Y | N/A - Heritage asset | Y | Y |  | 2
H0080 | 13-14 | 2014-07-31 | 2014-07-31 |  | Heritage | SORP revaluation | Barbara Hepworth | Core | Modern British Pictures | Whitworth Art Gallery |  | David Morris | David Morris |  | Library and Cultural Institutions | Whitworth Art Gallery | Lot #58 | n/a | yes | Jul'16 | Sotherbys | Valuation Report | KA00032 | KA00032 | 9046 | 00 | 500000 | 500000 | 0 | 500000 | [12 empty] | 500000 | 1 | 0 | Does not match Policy. Check | No depreciation - Heritage asset | N |  | Heritage Asset |  | N |  | Y | N/A - Heritage asset | Y | Y |  | 2
H0081 | 13-14 | 2014-07-31 | 2014-07-31 |  | Heritage | SORP revaluation | Barbara Hepworth | Sphere with inner form | Modern British Pictures | Whitworth Art Gallery |  | David Morris | David Morris |  | Library and Cultural Institutions | Whitworth Art Gallery | Lot #59 | n/a | yes | Jul'16 | Sotherbys | Valuation Report | KA00032 | KA00032 | 9046 | 00 | 550000 | 550000 | 0 | 550000 | [12 empty] | 550000 | 1 | 0 | Does not match Policy. Check | No depreciation - Heritage asset | N |  | Heritage Asset |  | N |  | Y | N/A - Heritage asset | Y | Y |  | 2
H0082 | 13-14 | 2014-07-31 | 2014-07-31 |  | Heritage | SORP revaluation | LS Lowry | Landscape | Modern British Pictures | Whitworth Art Gallery |  | David Morris | David Morris |  | Library and Cultural Institutions | Whitworth Art Gallery | Lot #60 | n/a | yes | Jul'16 | Sotherbys | Valuation Report | KA00032 | KA00032 | 9046 | 00 | 650000 | 650000 | 0 | 650000 | [12 empty] | 650000 | 1 | 0 | Does not match Policy. Check | No depreciation - Heritage asset | N |  | Heritage Asset |  | N |  | Y | N/A - Heritage asset | Y | Y |  | 2
H0083 | 13-14 | 2014-07-31 | 2014-07-31 |  | Heritage | SORP revaluation | LS Lowry | In a park | Modern British Pictures | Whitworth Art Gallery |  | David Morris | David Morris |  | Library and Cultural Institutions | Whitworth Art Gallery | Lot #61 | n/a | yes | Jul'16 | Sotherbys | Valuation Report | KA00032 | KA00032 | 9046 | 00 | 850000 | 850000 | 0 | 850000 | [12 empty] | 850000 | 1 | 0 | Does not match Policy. Check | No depreciation - Heritage asset | N |  | Heritage Asset |  | N |  | Y | N/A - Heritage asset | Y | Y |  | 2
H0084 | 13-14 | 2014-07-31 | 2014-07-31 |  | Heritage | SORP revaluation | LS Lowry | Ancoats Hospital | Modern British Pictures | Whitworth Art Gallery |  | David Morris | David Morris |  | Library and Cultural Institutions | Whitworth Art Gallery | Lot #62 | n/a | yes | Jul'16 | Sotherbys | Valuation Report | KA00032 | KA00032 | 9046 | 00 | 2500000 | 2500000 | 0 | 2500000 | [12 empty] | 2500000 | 1 | 0 | Does not match Policy. Check | No depreciation - Heritage asset | N |  | Heritage Asset |  | N |  | Y | N/A - Heritage asset | Y | Y |  | 2
H0085 | 13-14 | 2014-07-31 | 2014-07-31 |  | Heritage | SORP revaluation | LS Lowry | Indutrial Scene | Modern British Pictures | Whitworth Art Gallery |  | David Morris | David Morris |  | Library and Cultural Institutions | Whitworth Art Gallery | Lot #63 | n/a | yes | Jul'16 | Sotherbys | Valuation Report | KA00032 | KA00032 | 9046 | 00 | 2000000 | 2000000 | 0 | 2000000 | [12 empty] | 2000000 | 1 | 0 | Does not match Policy. Check | No depreciation - Heritage asset | N |  | Heritage Asset |  | N |  | Y | N/A - Heritage asset | Y | Y |  | 2
H0086 | 13-14 | 2014-07-31 | 2014-07-31 |  | Heritage | SORP revaluation | Henry Moore | Two piece sculptured | Modern British Pictures | Whitworth Art Gallery |  | David Morris | David Morris |  | Library and Cultural Institutions | Whitworth Art Gallery | Lot #64 | n/a | yes | Jul'16 | Sotherbys | Valuation Report | KA00032 | KA00032 | 9046 | 00 | 600000 | 600000 | 0 | 600000 | [12 empty] | 600000 | 1 | 0 | Does not match Policy. Check | No depreciation - Heritage asset | N |  | Heritage Asset |  | N |  | Y | N/A - Heritage asset | Y | Y |  | 2
H0087 | 13-14 | 2014-07-31 | 2014-07-31 |  | Heritage | SORP revaluation | Henry Moore | Artist and Model | Modern British Pictures | Whitworth Art Gallery |  | David Morris | David Morris |  | Library and Cultural Institutions | Whitworth Art Gallery | Lot #65 | n/a | yes | Jul'16 | Sotherbys | Valuation Report | KA00032 | KA00032 | 9046 | 00 | 300000 | 300000 | 0 | 300000 | [12 empty] | 300000 | 1 | 0 | Does not match Policy. Check | No depreciation - Heritage asset | N |  | Heritage Asset |  | N |  | Y | N/A - Heritage asset | Y | Y |  | 2
H0088 | 13-14 | 2014-07-31 | 2014-07-31 |  | Heritage | SORP revaluation | Ben Nicholson | Window in Cornwall | Modern British Pictures | Whitworth Art Gallery |  | David Morris | David Morris |  | Library and Cultural Institutions | Whitworth Art Gallery | Lot #66 | n/a | yes | Jul'16 | Sotherbys | Valuation Report | KA00032 | KA00032 | 9046 | 00 | 300000 | 300000 | 0 | 300000 | [12 empty] | 300000 | 1 | 0 | Does not match Policy. Check | No depreciation - Heritage asset | N |  | Heritage Asset |  | N |  | Y | N/A - Heritage asset | Y | Y |  | 2
H0089 | 13-14 | 2014-07-31 | 2014-07-31 |  | Heritage | SORP revaluation | John Piper | ABSTRACT CONSTRUCTION (RECTO) | Modern British Pictures | Whitworth Art Gallery |  | David Morris | David Morris |  | Library and Cultural Institutions | Whitworth Art Gallery | Lot #67 | n/a | yes | Jul'16 | Sotherbys | Valuation Report | KA00032 | KA00032 | 9046 | 00 | 400000 | 400000 | 0 | 400000 | [12 empty] | 400000 | 1 | 0 | Does not match Policy. Check | No depreciation - Heritage asset | N |  | Heritage Asset |  | N |  | Y | N/A - Heritage asset | Y | Y |  | 2
H0090 | 13-14 | 2014-07-31 | 2014-07-31 |  | Heritage | SORP revaluation | William Blake | Europe plate 1 | Prints - Old Master, 19thC and Modern | Whitworth Art Gallery |  | David Morris | David Morris |  | Library and Cultural Institutions | Whitworth Art Gallery | Lot #68 | n/a | yes | Jul'16 | Sotherbys | Valuation Report | KA00032 | KA00032 | 9046 | 00 | 2000000 | 2000000 | 0 | 2000000 | [12 empty] | 2000000 | 1 | 0 | Does not match Policy. Check | No depreciation - Heritage asset | N |  | Heritage Asset |  | N |  | Y | N/A - Heritage asset | Y | Y |  | 2
H0091 | 13-14 | 2014-07-31 | 2014-07-31 |  | Heritage | SORP revaluation | Albrecht Durer | The Apocalypse 16 Wood cuts | Prints - Old Master, 19thC and Modern | Whitworth Art Gallery |  | David Morris | David Morris |  | Library and Cultural Institutions | Whitworth Art Gallery | Lot #69 | n/a | yes | Jul'16 | Sotherbys | Valuation Report | KA00032 | KA00032 | 9046 | 00 | 100000 | 100000 | 0 | 100000 | [12 empty] | 100000 | 1 | 0 | Does not match Policy. Check | No depreciation - Heritage asset | N |  | Heritage Asset |  | N |  | Y | N/A - Heritage asset | Y | Y |  | 2
H0092 | 13-14 | 2014-07-31 | 2014-07-31 |  | Heritage | SORP revaluation | Albrecht Durer | St Eustace | Prints - Old Master, 19thC and Modern | Whitworth Art Gallery |  | David Morris | David Morris |  | Library and Cultural Institutions | Whitworth Art Gallery | Lot #70 | n/a | yes | Jul'16 | Sotherbys | Valuation Report | KA00032 | KA00032 | 9046 | 00 | 200000 | 200000 | 0 | 200000 | [12 empty] | 200000 | 1 | 0 | Does not match Policy. Check | No depreciation - Heritage asset | N |  | Heritage Asset |  | N |  | Y | N/A - Heritage asset | Y | Y |  | 2
H0093 | 13-14 | 2014-07-31 | 2014-07-31 |  | Heritage | SORP revaluation | Albrecht Durer | Meloncolia | Prints - Old Master, 19thC and Modern | Whitworth Art Gallery |  | David Morris | David Morris |  | Library and Cultural Institutions | Whitworth Art Gallery | Lot #71 | n/a | yes | Jul'16 | Sotherbys | Valuation Report | KA00032 | KA00032 | 9046 | 00 | 250000 | 250000 | 0 | 250000 | [12 empty] | 250000 | 1 | 0 | Does not match Policy. Check | No depreciation - Heritage asset | N |  | Heritage Asset |  | N |  | Y | N/A - Heritage asset | Y | Y |  | 2
H0094 | 13-14 | 2014-07-31 | 2014-07-31 |  | Heritage | SORP revaluation | Pablo Picasso | Le repas | Prints - Old Master, 19thC and Modern | Whitworth Art Gallery |  | David Morris | David Morris |  | Library and Cultural Institutions | Whitworth Art Gallery | Lot #72 | n/a | yes | Jul'16 | Sotherbys | Valuation Report | KA00032 | KA00032 | 9046 | 00 | 85000 | 85000 | 0 | 85000 | [12 empty] | 85000 | 1 | 0 | Does not match Policy. Check | No depreciation - Heritage asset | N |  | Heritage Asset |  | N |  | Y | N/A - Heritage asset | Y | Y |  | 2
H0095 | 13-14 | 2014-07-31 | 2014-07-31 |  | Heritage | SORP revaluation | Rembrandt | Christ crucified between the two thieves | Prints - Old Master, 19thC and Modern | Whitworth Art Gallery |  | David Morris | David Morris |  | Library and Cultural Institutions | Whitworth Art Gallery | Lot #73 | n/a | yes | Jul'16 | Sotherbys | Valuation Report | KA00032 | KA00032 | 9046 | 00 | 300000 | 300000 | 0 | 300000 | [12 empty] | 300000 | 1 | 0 | Does not match Policy. Check | No depreciation - Heritage asset | N |  | Heritage Asset |  | N |  | Y | N/A - Heritage asset | Y | Y |  | 2
H0096 | 13-14 | 2014-07-31 | 2014-07-31 |  | Heritage | SORP revaluation | William Morris, Edward Burne-Jones and John Henry Dearle, Morris & Co, Merton Abbey, circa 1885-1890 | Flora (Summer) | Textiles | Whitworth Art Gallery |  | David Morris | David Morris |  | Library and Cultural Institutions | Whitworth Art Gallery | Lot #74 | n/a | yes | Jul'16 | Sotherbys | Valuation Report | KA00032 | KA00032 | 9046 | 00 | 65000 | 65000 | 0 | 65000 | [12 empty] | 65000 | 1 | 0 | Does not match Policy. Check | No depreciation - Heritage asset | N |  | Heritage Asset |  | N |  | Y | N/A - Heritage asset | Y | Y |  | 2
H0097 | 13-14 | 2014-07-31 | 2014-07-31 |  | Heritage | SORP revaluation | William Morris, Edward Burne-Jones and John Henry Dearle, Morris & Co, Merton Abbey, circa 1885-1891 | Pomona (Autumn) | Textiles | Whitworth Art Gallery |  | David Morris | David Morris |  | Library and Cultural Institutions | Whitworth Art Gallery | Lot #75 | n/a | yes | Jul'16 | Sotherbys | Valuation Report | KA00032 | KA00032 | 9046 | 00 | 65000 | 65000 | 0 | 65000 | [12 empty] | 65000 | 1 | 0 | Does not match Policy. Check | No depreciation - Heritage asset | N |  | Heritage Asset |  | N |  | Y | N/A - Heritage asset | Y | Y |  | 2
H0098 | 13-14 | 2014-07-31 | 2014-07-31 |  | Heritage | SORP revaluation | Sir Augustus Wall Callcott, R.A. | Landscape - Market day | Tabley House British Pictures Before 1850 | Tabley House |  |  |  |  | Library and Cultural Institutions | Tabley House | Lot #78 | n/a | yes | Jul'16 | Sotherbys | Valuation Report | YC00001 | YC00001 | 9046 | 00 | 70000 | 70000 | 0 | 70000 | [12 empty] | 70000 | 1 | 0 | Does not match Policy. Check | No depreciation - Heritage asset | N |  | Heritage Asset |  | N |  | Y | N/A - Heritage asset | Y | Y |  | 4
H0099 | 13-14 | 2014-07-31 | 2014-07-31 |  | Heritage | SORP revaluation | Francis Cotes | PORTRAIT OF SIR PETER BYRNE LEICESTER, | Tabley House British Pictures Before 1850 | Tabley House |  |  |  |  | Library and Cultural Institutions | Tabley House | Lot #80 | n/a | yes | Jul'16 | Sotherbys | Valuation Report | YC00001 | YC00001 | 9046 | 00 | 175000 | 175000 | 0 | 175000 | [12 empty] | 175000 | 1 | 0 | Does not match Policy. Check | No depreciation - Heritage asset | N |  | Heritage Asset |  | N |  | Y | N/A - Heritage asset | Y | Y |  | 4
H0100 | 13-14 | 2014-07-31 | 2014-07-31 |  | Heritage | SORP revaluation | Anthony Devis | FIVE VIEWS OF TABLEY (set of 5) | Tabley House British Pictures Before 1850 | Tabley House |  |  |  |  | Library and Cultural Institutions | Tabley House | Lot #81 | n/a | yes | Jul'16 | Sotherbys | Valuation Report | YC00001 | YC00001 | 9046 | 00 | 70000 | 70000 | 0 | 70000 | [12 empty] | 70000 | 1 | 0 | Does not match Policy. Check | No depreciation - Heritage asset | N |  | Heritage Asset |  | N |  | Y | N/A - Heritage asset | Y | Y |  | 4
H0101 | 13-14 | 2014-07-31 | 2014-07-31 |  | Heritage | SORP revaluation | William Dobson | Portrait of Lord Byron | Tabley House British Pictures Before 1850 | Tabley House |  |  |  |  | Library and Cultural Institutions | Tabley House | Lot #82 | n/a | yes | Jul'16 | Sotherbys | Valuation Report | YC00001 | YC00001 | 9046 | 00 | 2500000 | 2500000 | 0 | 2500000 | [12 empty] | 2500000 | 1 | 0 | Does not match Policy. Check | No depreciation - Heritage asset | N |  | Heritage Asset |  | N |  | Y | N/A - Heritage asset | Y | Y |  | 4
H0102 | 13-14 | 2014-07-31 | 2014-07-31 |  | Heritage | SORP revaluation | Henry Fuseli | FRIAR PUCK | Tabley House British Pictures Before 1850 | Tabley House |  |  |  |  | Library and Cultural Institutions | Tabley House | Lot #83 | n/a | yes | Jul'16 | Sotherbys | Valuation Report | YC00001 | YC00001 | 9046 | 00 | 400000 | 400000 | 0 | 400000 | [12 empty] | 400000 | 1 | 0 | Does not match Policy. Check | No depreciation - Heritage asset | N |  | Heritage Asset |  | N |  | Y | N/A - Heritage asset | Y | Y |  | 4
H0103 | 13-14 | 2014-07-31 | 2014-07-31 |  | Heritage | SORP revaluation | Sir Peter Lely | Portrait of Eleanor Needham | Tabley House British Pictures Before 1850 | Tabley House |  |  |  |  | Library and Cultural Institutions | Tabley House | Lot #84 | n/a | yes | Jul'16 | Sotherbys | Valuation Report | YC00001 | YC00001 | 9046 | 00 | 700000 | 700000 | 0 | 700000 | [12 empty] | 700000 | 1 | 0 | Does not match Policy. Check | No depreciation - Heritage asset | N |  | Heritage Asset |  | N |  | Y | N/A - Heritage asset | Y | Y |  | 4
H0104 | 13-14 | 2014-07-31 | 2014-07-31 |  | Heritage | SORP revaluation | John Martin | The destruction of Pompeii and Herculaneum | Tabley House British Pictures Before 1850 | Tabley House |  |  |  |  | Library and Cultural Institutions | Tabley House | Lot #85 | n/a | yes | Jul'16 | Sotherbys | Valuation Report | YC00001 | YC00001 | 9046 | 00 | 700000 | 700000 | 0 | 700000 | [12 empty] | 700000 | 1 | 0 | Does not match Policy. Check | No depreciation - Heritage asset | N |  | Heritage Asset |  | N |  | Y | N/A - Heritage asset | Y | Y |  | 4
H0105 | 13-14 | 2014-07-31 | 2014-07-31 |  | Heritage | SORP revaluation | Daniel Mytens | PORTRAIT OF ELIZABETH LEICESTER | Tabley House British Pictures Before 1850 | Tabley House |  |  |  |  | Library and Cultural Institutions | Tabley House | Lot #86 | n/a | yes | Jul'16 | Sotherbys | Valuation Report | YC00001 | YC00001 | 9046 | 00 | 500000 | 500000 | 0 | 500000 | [12 empty] | 500000 | 1 | 0 | Does not match Policy. Check | No depreciation - Heritage asset | N |  | Heritage Asset |  | N |  | Y | N/A - Heritage asset | Y | Y |  | 4
H0106 | 13-14 | 2014-07-31 | 2014-07-31 |  | Heritage | SORP revaluation | JMW Turner | Tabley windy day | Tabley House British Pictures Before 1850 | Tabley House |  |  |  |  | Library and Cultural Institutions | Tabley House | Lot #87 | n/a | yes | Jul'16 | Sotherbys | Valuation Report | YC00001 | YC00001 | 9046 | 00 | 5000000 | 5000000 | 0 | 5000000 | [12 empty] | 5000000 | 1 | 0 | Does not match Policy. Check | No depreciation - Heritage asset | N |  | Heritage Asset |  | N |  | Y | N/A - Heritage asset | Y | Y |  | 4
H0107 | 13-14 | 2014-07-31 | 2014-07-31 |  | Heritage | SORP revaluation | James Ward | Clnl Sir John Leicester Excercising the Cheshire Yeomanry | Tabley House British Pictures Before 1850 | Tabley House |  |  |  |  | Library and Cultural Institutions | Tabley House | Lot #88 | n/a | yes | Jul'16 | Sotherbys | Valuation Report | YC00001 | YC00001 | 9046 | 00 | 250000 | 250000 | 0 | 250000 | [12 empty] | 250000 | 1 | 0 | Does not match Policy. Check | No depreciation - Heritage asset | N |  | Heritage Asset |  | N |  | Y | N/A - Heritage asset | Y | Y |  | 4
H0108 | 13-14 | 2014-07-31 | 2014-07-31 |  | Heritage | SORP revaluation | James Ward | The Fall of Phaeton | Tabley House British Pictures Before 1850 | Tabley House |  |  |  |  | Library and Cultural Institutions | Tabley House | Lot #89 | n/a | yes | Jul'16 | Sotherbys | Valuation Report | YC00001 | YC00001 | 9046 | 00 | 250000 | 250000 | 0 | 250000 | [12 empty] | 250000 | 1 | 0 | Does not match Policy. Check | No depreciation - Heritage asset | N |  | Heritage Asset |  | N |  | Y | N/A - Heritage asset | Y | Y |  | 4
H0109 | 13-14 | 2014-07-31 | 2014-07-31 |  | Heritage | SORP revaluation | James Ward | Dalmation dog-Bitch and two Puppies | Tabley House British Pictures Before 1850 | Tabley House |  |  |  |  | Library and Cultural Institutions | Tabley House | Lot #90 | n/a | yes | Jul'16 | Sotherbys | Valuation Report | YC00001 | YC00001 | 9046 | 00 | 70000 | 70000 | 0 | 70000 | [12 empty] | 70000 | 1 | 0 | Does not match Policy. Check | No depreciation - Heritage asset | N |  | Heritage Asset |  | N |  | Y | N/A - Heritage asset | Y | Y |  | 4
H0110 | 13-14 | 2014-07-31 | 2014-07-31 |  | Heritage | SORP revaluation | Sir Thomas Lawrence P.R.A. | PORTRAIT OF LADY GEORGINA MARIA LEICESTER AS HOPE | Tabley House British Pictures Before 1850 | Tabley House |  |  |  |  | Library and Cultural Institutions | Tabley House | Lot #91 | n/a | yes | Jul'16 | Sotherbys | Valuation Report | YC00001 | YC00001 | 9046 | 00 | 500000 | 500000 | 0 | 500000 | [12 empty] | 500000 | 1 | 0 | Does not match Policy. Check | No depreciation - Heritage asset | N |  | Heritage Asset |  | N |  | Y | N/A - Heritage asset | Y | Y |  | 4
H0111 | 13-14 | 2014-07-31 | 2014-07-31 |  | Heritage | SORP revaluation | Sir Thomas Lawrence P.R.A. | VIEW OF DOVEDALE | Tabley House British Pictures Before 1850 | Tabley House |  |  |  |  | Library and Cultural Institutions | Tabley House | Lot #92 | n/a | yes | Jul'16 | Sotherbys | Valuation Report | YC00001 | YC00001 | 9046 | 00 | 125000 | 125000 | 0 | 125000 | [12 empty] | 125000 | 1 | 0 | Does not match Policy. Check | No depreciation - Heritage asset | N |  | Heritage Asset |  | N |  | Y | N/A - Heritage asset | Y | Y |  | 4
H0112 | 13-14 | 2014-07-31 | 2014-07-31 |  | Heritage | SORP revaluation | Unknown | Regency brass inlaid rosewood sofas | General Furniture and Decorations | Tabley House |  |  |  |  | Library and Cultural Institutions | Tabley House | Lot #93 | n/a | yes | Jul'16 | Sotherbys | Valuation Report | YC00001 | YC00001 | 9046 | 00 | 60000 | 60000 | 0 | 60000 | [12 empty] | 60000 | 1 | 0 | Does not match Policy. Check | No depreciation - Heritage asset | N |  | Heritage Asset |  | N |  | Y | N/A - Heritage asset | Y | Y |  | 4
H0113 | 13-14 | 2014-07-31 | 2014-07-31 |  | Heritage | SORP revaluation | Unknown | A pair of George III carved giltwood pier glasses, circa 1765, possibly by Wright & Elwick | General Furniture and Decorations | Tabley House |  |  |  |  | Library and Cultural Institutions | Tabley House | Lot #95 | n/a | yes | Jul'16 | Sotherbys | Valuation Report | YC00001 | YC00001 | 9046 | 00 | 125000 | 125000 | 0 | 125000 | [12 empty] | 125000 | 1 | 0 | Does not match Policy. Check | No depreciation - Heritage asset | N |  | Heritage Asset |  | N |  | Y | N/A - Heritage asset | Y | Y |  | 4
H0114 | 13-14 | 2014-07-31 | 2014-07-31 |  | Heritage | SORP revaluation | Unknown | A pair of George III carved giltwood pier tables | General Furniture and Decorations | Tabley House |  |  |  |  | Library and Cultural Institutions | Tabley House | Lot #96 | n/a | yes | Jul'16 | Sotherbys | Valuation Report | YC00001 | YC00001 | 9046 | 00 | 65000 | 65000 | 0 | 65000 | [12 empty] | 65000 | 1 | 0 | Does not match Policy. Check | No depreciation - Heritage asset | N |  | Heritage Asset |  | N |  | Y | N/A - Heritage asset | Y | Y |  | 4
H0115 | 13-14 | 2014-07-31 | 2014-07-31 |  | Heritage | SORP revaluation | Philip Jones | An English virginal | General Furniture and Decorations | Tabley House |  |  |  |  | Library and Cultural Institutions | Tabley House | Lot #100 | n/a | yes | Jul'16 | Sotherbys | Valuation Report | YC00001 | YC00001 | 9046 | 00 | 70000 | 70000 | 0 | 70000 | [12 empty] | 70000 | 1 | 0 | Does not match Policy. Check | No depreciation - Heritage asset | N |  | Heritage Asset |  | N |  | Y | N/A - Heritage asset | Y | Y |  | 4
H0116 | 13-14 | 2014-07-31 | 2014-07-31 |  | Heritage | SORP revaluation | Unknown | Silk Embroidered waistcoats for Sir John Leicester | Textiles | Tabley House |  |  |  |  | Library and Cultural Institutions | Tabley House | Lot #111 | n/a | yes | Jul'16 | Sotherbys | Valuation Report | YC00001 | YC00001 | 9046 | 00 | 50000 | 50000 | 0 | 50000 | [12 empty] | 50000 | 1 | 0 | Does not match Policy. Check | No depreciation - Heritage asset | N |  | Heritage Asset |  | N |  | Y | N/A - Heritage asset | Y | Y |  | 4
H0117 | 13-14 | 2014-07-31 | 2014-07-31 |  | Heritage | SORP revaluation | Johannes Balbus | Catholicon | John Rylands Library Books and Manuscripts | The John Rylands Library, Deansgate |  | John Hodgson | Rachel Beckett |  | Library and Cultural Institutions | The John Rylands Library, Deansgate | Lot #113 | n/a | yes | Jul'16 | Sotherbys | Valuation Report | KA00067 | KA00067 | 9046 | 00 | 600000 | 600000 | 0 | 600000 | [12 empty] | 600000 | 1 | 0 | Does not match Policy. Check | No depreciation - Heritage asset | N |  | Heritage Asset |  | N |  | Y | N/A - Heritage asset | Y | Y |  | 2
H0118 | 13-14 | 2014-07-31 | 2014-07-31 |  | Heritage | SORP revaluation | Mainz Psalter | Psaltarium | John Rylands Library Books and Manuscripts | The John Rylands Library, Deansgate |  | John Hodgson | Rachel Beckett |  | Library and Cultural Institutions | The John Rylands Library, Deansgate | Lot #114 | n/a | yes | Jul'16 | Sotherbys | Valuation Report | KA00067 | KA00067 | 9046 | 00 | 3500000 | 3500000 | 0 | 3500000 | [12 empty] | 3500000 | 1 | 0 | Does not match Policy. Check | No depreciation - Heritage asset | N |  | Heritage Asset |  | N |  | Y | N/A - Heritage asset | Y | Y |  | 2
H0119 | 13-14 | 2014-07-31 | 2014-07-31 |  | Heritage | SORP revaluation | Giovanni Boccaccio | Decamerone | John Rylands Library Books and Manuscripts | The John Rylands Library, Deansgate |  | John Hodgson | Rachel Beckett |  | Library and Cultural Institutions | The John Rylands Library, Deansgate | Lot #115 | n/a | yes | Jul'16 | Sotherbys | Valuation Report | KA00067 | KA00067 | 9046 | 00 | 850000 | 850000 | 0 | 850000 | [12 empty] | 850000 | 1 | 0 | Does not match Policy. Check | No depreciation - Heritage asset | N |  | Heritage Asset |  | N |  | Y | N/A - Heritage asset | Y | Y |  | 2
H0120 | 13-14 | 2014-07-31 | 2014-07-31 |  | Heritage | SORP revaluation | Gutenberg/Pfister | Biblia Latina | John Rylands Library Books and Manuscripts | The John Rylands Library, Deansgate |  | John Hodgson | Rachel Beckett |  | Library and Cultural Institutions | The John Rylands Library, Deansgate | Lot #116 | n/a | yes | Jul'16 | Sotherbys | Valuation Report | KA00067 | KA00067 | 9046 | 00 | 6000000 | 6000000 | 0 | 6000000 | [12 empty] | 6000000 | 1 | 0 | Does not match Policy. Check | No depreciation - Heritage asset | N |  | Heritage Asset |  | N |  | Y | N/A - Heritage asset | Y | Y |  | 2
H0121 | 13-14 | 2014-07-31 | 2014-07-31 |  | Heritage | SORP revaluation | Block Book | Apocalypsis Sancti Johanis | John Rylands Library Books and Manuscripts | The John Rylands Library, Deansgate |  | John Hodgson | Rachel Beckett |  | Library and Cultural Institutions | The John Rylands Library, Deansgate | Lot #117 | n/a | yes | Jul'16 | Sotherbys | Valuation Report | KA00067 | KA00067 | 9046 | 00 | 600000 | 600000 | 0 | 600000 | [12 empty] | 600000 | 1 | 0 | Does not match Policy. Check | No depreciation - Heritage asset | N |  | Heritage Asset |  | N |  | Y | N/A - Heritage asset | Y | Y |  | 2
H0122 | 13-14 | 2014-07-31 | 2014-07-31 |  | Heritage | SORP revaluation | Geoffrey Chaucer | Canterbury Tales | John Rylands Library Books and Manuscripts | The John Rylands Library, Deansgate |  | John Hodgson | Rachel Beckett |  | Library and Cultural Institutions | The John Rylands Library, Deansgate | Lot #118 | n/a | yes | Jul'16 | Sotherbys | Valuation Report | KA00067 | KA00067 | 9046 | 00 | 6000000 | 6000000 | 0 | 6000000 | [12 empty] | 6000000 | 1 | 0 | Does not match Policy. Check | No depreciation - Heritage asset | N |  | Heritage Asset |  | N |  | Y | N/A - Heritage asset | Y | Y |  | 2
H0123 | 13-14 | 2014-07-31 | 2014-07-31 |  | Heritage | SORP revaluation | Maro Vergilius Publus | Opera-Rome | John Rylands Library Books and Manuscripts | The John Rylands Library, Deansgate |  | John Hodgson | Rachel Beckett |  | Library and Cultural Institutions | The John Rylands Library, Deansgate | Lot #119 | n/a | yes | Jul'16 | Sotherbys | Valuation Report | KA00067 | KA00067 | 9046 | 00 | 1250000 | 1250000 | 0 | 1250000 | [12 empty] | 1250000 | 1 | 0 | Does not match Policy. Check | No depreciation - Heritage asset | N |  | Heritage Asset |  | N |  | Y | N/A - Heritage asset | Y | Y |  | 2
H0124 | 13-14 | 2014-07-31 | 2014-07-31 |  | Heritage | SORP revaluation | Raoul Lefevre | Recuyell of Historyes of Troye | John Rylands Library Books and Manuscripts | The John Rylands Library, Deansgate |  | John Hodgson | Rachel Beckett |  | Library and Cultural Institutions | The John Rylands Library, Deansgate | Lot #120 | n/a | yes | Jul'16 | Sotherbys | Valuation Report | KA00067 | KA00067 | 9046 | 00 | 1250000 | 1250000 | 0 | 1250000 | [12 empty] | 1250000 | 1 | 0 | Does not match Policy. Check | No depreciation - Heritage asset | N |  | Heritage Asset |  | N |  | Y | N/A - Heritage asset | Y | Y |  | 2
H0125 | 13-14 | 2014-07-31 | 2014-07-31 |  | Heritage | SORP revaluation | Jacobus de Voragine | The Golden Legend | John Rylands Library Books and Manuscripts | The John Rylands Library, Deansgate |  | John Hodgson | Rachel Beckett |  | Library and Cultural Institutions | The John Rylands Library, Deansgate | Lot #121 | n/a | yes | Jul'16 | Sotherbys | Valuation Report | KA00067 | KA00067 | 9046 | 00 | 600000 | 600000 | 0 | 600000 | [12 empty] | 600000 | 1 | 0 | Does not match Policy. Check | No depreciation - Heritage asset | N |  | Heritage Asset |  | N |  | Y | N/A - Heritage asset | Y | Y |  | 2
H0126 | 13-14 | 2014-07-31 | 2014-07-31 |  | Heritage | SORP revaluation | Johannes de Turecremata | Metitationes Seu Contemplationes devotissimae | John Rylands Library Books and Manuscripts | The John Rylands Library, Deansgate |  | John Hodgson | Rachel Beckett |  | Library and Cultural Institutions | The John Rylands Library, Deansgate | Lot #122 | n/a | yes | Jul'16 | Sotherbys | Valuation Report | KA00067 | KA00067 | 9046 | 00 | 600000 | 600000 | 0 | 600000 | [12 empty] | 600000 | 1 | 0 | Does not match Policy. Check | No depreciation - Heritage asset | N |  | Heritage Asset |  | N |  | Y | N/A - Heritage asset | Y | Y |  | 2
H0127 | 13-14 | 2014-07-31 | 2014-07-31 |  | Heritage | SORP revaluation | Thomas Malory | Le Morte d'Arthur | John Rylands Library Books and Manuscripts | The John Rylands Library, Deansgate |  | John Hodgson | Rachel Beckett |  | Library and Cultural Institutions | The John Rylands Library, Deansgate | Lot #123 | n/a | yes | Jul'16 | Sotherbys | Valuation Report | KA00067 | KA00067 | 9046 | 00 | 2500000 | 2500000 | 0 | 2500000 | [12 empty] | 2500000 | 1 | 0 | Does not match Policy. Check | No depreciation - Heritage asset | N |  | Heritage Asset |  | N |  | Y | N/A - Heritage asset | Y | Y |  | 2
H0128 | 13-14 | 2014-07-31 | 2014-07-31 |  | Heritage | SORP revaluation | Dante Alighieri | La Comedia | John Rylands Library Books and Manuscripts | The John Rylands Library, Deansgate |  | John Hodgson | Rachel Beckett |  | Library and Cultural Institutions | The John Rylands Library, Deansgate | Lot #124 | n/a | yes | Jul'16 | Sotherbys | Valuation Report | KA00067 | KA00067 | 9046 | 00 | 600000 | 600000 | 0 | 600000 | [12 empty] | 600000 | 1 | 0 | Does not match Policy. Check | No depreciation - Heritage asset | N |  | Heritage Asset |  | N |  | Y | N/A - Heritage asset | Y | Y |  | 2
H0129 | 13-14 | 2014-07-31 | 2014-07-31 |  | Heritage | SORP revaluation | Jacobus de Theramo | Consolatio peccatorum | John Rylands Library Books and Manuscripts | The John Rylands Library, Deansgate |  | John Hodgson | Rachel Beckett |  | Library and Cultural Institutions | The John Rylands Library, Deansgate | Lot #125 | n/a | yes | Jul'16 | Sotherbys | Valuation Report | KA00067 | KA00067 | 9046 | 00 | 250000 | 250000 | 0 | 250000 | [12 empty] | 250000 | 1 | 0 | Does not match Policy. Check | No depreciation - Heritage asset | N |  | Heritage Asset |  | N |  | Y | N/A - Heritage asset | Y | Y |  | 2
H0130 | 13-14 | 2014-07-31 | 2014-07-31 |  | Heritage | SORP revaluation | Bamberg: Albrecht Pfister | Historie von Joseph, Daniel, Judith und Esther | John Rylands Library Books and Manuscripts | The John Rylands Library, Deansgate |  | John Hodgson | Rachel Beckett |  | Library and Cultural Institutions | The John Rylands Library, Deansgate | Lot #126 | n/a | yes | Jul'16 | Sotherbys | Valuation Report | KA00067 | KA00067 | 9046 | 00 | 250000 | 250000 | 0 | 250000 | [12 empty] | 250000 | 1 | 0 | Does not match Policy. Check | No depreciation - Heritage asset | N |  | Heritage Asset |  | N |  | Y | N/A - Heritage asset | Y | Y |  | 2
H0131 | 13-14 | 2014-07-31 | 2014-07-31 |  | Heritage | SORP revaluation | Bamberg: Albrecht Pfister | Biblia Pauperum - German | John Rylands Library Books and Manuscripts | The John Rylands Library, Deansgate |  | John Hodgson | Rachel Beckett |  | Library and Cultural Institutions | The John Rylands Library, Deansgate | Lot #127 | n/a | yes | Jul'16 | Sotherbys | Valuation Report | KA00067 | KA00067 | 9046 | 00 | 350000 | 350000 | 0 | 350000 | [12 empty] | 350000 | 1 | 0 | Does not match Policy. Check | No depreciation - Heritage asset | N |  | Heritage Asset |  | N |  | Y | N/A - Heritage asset | Y | Y |  | 2
H0132 | 13-14 | 2014-07-31 | 2014-07-31 |  | Heritage | SORP revaluation | Bamberg: Albrecht Pfister | Biblia Pauperum - Latin | John Rylands Library Books and Manuscripts | The John Rylands Library, Deansgate |  | John Hodgson | Rachel Beckett |  | Library and Cultural Institutions | The John Rylands Library, Deansgate | Lot #128 | n/a | yes | Jul'16 | Sotherbys | Valuation Report | KA00067 | KA00067 | 9046 | 00 | 500000 | 500000 | 0 | 500000 | [12 empty] | 500000 | 1 | 0 | Does not match Policy. Check | No depreciation - Heritage asset | N |  | Heritage Asset |  | N |  | Y | N/A - Heritage asset | Y | Y |  | 2
H0133 | 13-14 | 2014-07-31 | 2014-07-31 |  | Heritage | SORP revaluation | Thomas Malory | Le Morte d'Arthur | John Rylands Library Books and Manuscripts | The John Rylands Library, Deansgate |  | John Hodgson | Rachel Beckett |  | Library and Cultural Institutions | The John Rylands Library, Deansgate | Lot #129 | n/a | yes | Jul'16 | Sotherbys | Valuation Report | KA00067 | KA00067 | 9046 | 00 | 2500000 | 2500000 | 0 | 2500000 | [12 empty] | 2500000 | 1 | 0 | Does not match Policy. Check | No depreciation - Heritage asset | N |  | Heritage Asset |  | N |  | Y | N/A - Heritage asset | Y | Y |  | 2
H0134 | 13-14 | 2014-07-31 | 2014-07-31 |  | Heritage | SORP revaluation | Gaius Plinius Secundus | Naturalis historia. Venice: Johannes de Spira | John Rylands Library Books and Manuscripts | The John Rylands Library, Deansgate |  | John Hodgson | Rachel Beckett |  | Library and Cultural Institutions | The John Rylands Library, Deansgate | Lot #130 | n/a | yes | Jul'16 | Sotherbys | Valuation Report | KA00067 | KA00067 | 9046 | 00 | 600000 | 600000 | 0 | 600000 | [12 empty] | 600000 | 1 | 0 | Does not match Policy. Check | No depreciation - Heritage asset | N |  | Heritage Asset |  | N |  | Y | N/A - Heritage asset | Y | Y |  | 2
H0135 | 13-14 | 2014-07-31 | 2014-07-31 |  | Heritage | SORP revaluation | William Shakespear | Sonnets | John Rylands Library Books and Manuscripts | The John Rylands Library, Deansgate |  | John Hodgson | Rachel Beckett |  | Library and Cultural Institutions | The John Rylands Library, Deansgate | Lot #131 | n/a | yes | Jul'16 | Sotherbys | Valuation Report | KA00067 | KA00067 | 9046 | 00 | 600000 | 600000 | 0 | 600000 | [12 empty] | 600000 | 1 | 0 | Does not match Policy. Check | No depreciation - Heritage asset | N |  | Heritage Asset |  | N |  | Y | N/A - Heritage asset | Y | Y |  | 2
H0136 | 13-14 | 2014-07-31 | 2014-07-31 |  | Heritage | SORP revaluation | Geoffrey Chaucer | Canterbury Tales | John Rylands Library Books and Manuscripts | The John Rylands Library, Deansgate |  | John Hodgson | Rachel Beckett |  | Library and Cultural Institutions | The John Rylands Library, Deansgate | Lot #132 | n/a | yes | Jul'16 | Sotherbys | Valuation Report | KA00067 | KA00067 | 9046 | 00 | 600000 | 600000 | 0 | 600000 | [12 empty] | 600000 | 1 | 0 | Does not match Policy. Check | No depreciation - Heritage asset | N |  | Heritage Asset |  | N |  | Y | N/A - Heritage asset | Y | Y |  | 2
H0137 | 13-14 | 2014-07-31 | 2014-07-31 |  | Heritage | SORP revaluation | Earl Anthony Rivers | The dictes or sayengis of the philosophres | John Rylands Library Books and Manuscripts | The John Rylands Library, Deansgate |  | John Hodgson | Rachel Beckett |  | Library and Cultural Institutions | The John Rylands Library, Deansgate | Lot #133 | n/a | yes | Jul'16 | Sotherbys | Valuation Report | KA00067 | KA00067 | 9046 | 00 | 600000 | 600000 | 0 | 600000 | [12 empty] | 600000 | 1 | 0 | Does not match Policy. Check | No depreciation - Heritage asset | N |  | Heritage Asset |  | N |  | Y | N/A - Heritage asset | Y | Y |  | 2
H0138 | 13-14 | 2014-07-31 | 2014-07-31 |  | Heritage | SORP revaluation | Block books | Apocalypsis Sancti Johannis. | John Rylands Library Books and Manuscripts | The John Rylands Library, Deansgate |  | John Hodgson | Rachel Beckett |  | Library and Cultural Institutions | The John Rylands Library, Deansgate | Lot #134 | n/a | yes | Jul'16 | Sotherbys | Valuation Report | KA00067 | KA00067 | 9046 | 00 | 900000 | 900000 | 0 | 900000 | [12 empty] | 900000 | 1 | 0 | Does not match Policy. Check | No depreciation - Heritage asset | N |  | Heritage Asset |  | N |  | Y | N/A - Heritage asset | Y | Y |  | 2
H0139 | 13-14 | 2014-07-31 | 2014-07-31 |  | Heritage | SORP revaluation | Kopnrad Von Halmburg | Manuscripts dated 1417 | John Rylands Library Books and Manuscripts | The John Rylands Library, Deansgate |  | John Hodgson | Rachel Beckett |  | Library and Cultural Institutions | The John Rylands Library, Deansgate | Lot #135 | n/a | yes | Jul'16 | Sotherbys | Valuation Report | KA00067 | KA00067 | 9046 | 00 | 250000 | 250000 | 0 | 250000 | [12 empty] | 250000 | 1 | 0 | Does not match Policy. Check | No depreciation - Heritage asset | N |  | Heritage Asset |  | N |  | Y | N/A - Heritage asset | Y | Y |  | 2
H0140 | 13-14 | 2014-07-31 | 2014-07-31 |  | Heritage | SORP revaluation | Geoffrey Chaucer | Canterbury Tales | John Rylands Library Books and Manuscripts | The John Rylands Library, Deansgate |  | John Hodgson | Rachel Beckett |  | Library and Cultural Institutions | The John Rylands Library, Deansgate | Lot #136 | n/a | yes | Jul'16 | Sotherbys | Valuation Report | KA00067 | KA00067 | 9046 | 00 | 600000 | 600000 | 0 | 600000 | [12 empty] | 600000 | 1 | 0 | Does not match Policy. Check | No depreciation - Heritage asset | N |  | Heritage Asset |  | N |  | Y | N/A - Heritage asset | Y | Y |  | 2
H0141 | 13-14 | 2014-07-31 | 2014-07-31 |  | Heritage | SORP revaluation | Earl Anthony Rivers | The dictes or sayengis of the philosophres. | John Rylands Library Books and Manuscripts | The John Rylands Library, Deansgate |  | John Hodgson | Rachel Beckett |  | Library and Cultural Institutions | The John Rylands Library, Deansgate | Lot #137 | n/a | yes | Jul'16 | Sotherbys | Valuation Report | KA00067 | KA00067 | 9046 | 00 | 600000 | 600000 | 0 | 600000 | [12 empty] | 600000 | 1 | 0 | Does not match Policy. Check | No depreciation - Heritage asset | N |  | Heritage Asset |  | N |  | Y | N/A - Heritage asset | Y | Y |  | 2
H0142 | 13-14 | 2014-07-31 | 2014-07-31 |  | Heritage | SORP revaluation | Shakespeare, William | FIRST EDITION, folio, | John Rylands Library Books and Manuscripts | The John Rylands Library, Deansgate |  | John Hodgson | Rachel Beckett |  | Library and Cultural Institutions | The John Rylands Library, Deansgate | Lot #138 | n/a | yes | Jul'16 | Sotherbys | Valuation Report | KA00067 | KA00067 | 9046 | 00 | 2500000 | 2500000 | 0 | 2500000 | [12 empty] | 2500000 | 1 | 0 | Does not match Policy. Check | No depreciation - Heritage asset | N |  | Heritage Asset |  | N |  | Y | N/A - Heritage asset | Y | Y |  | 2
H0143 | 13-14 | 2014-07-31 | 2014-07-31 |  | Heritage | SORP revaluation | John James Audubon | The birds of America | John Rylands Library Books and Manuscripts | The John Rylands Library, Deansgate |  | John Hodgson | Rachel Beckett |  | Library and Cultural Institutions | The John Rylands Library, Deansgate | Lot #139 | n/a | yes | Jul'16 | Sotherbys | Valuation Report | KA00067 | KA00067 | 9046 | 00 | 5000000 | 5000000 | 0 | 5000000 | [12 empty] | 5000000 | 1 | 0 | Does not match Policy. Check | No depreciation - Heritage asset | N |  | Heritage Asset |  | N |  | Y | N/A - Heritage asset | Y | Y |  | 2
H0144 | 13-14 | 2014-07-31 | 2014-07-31 |  | Heritage | SORP revaluation | Abrahim ben Hayyim, for Joseph Caravita | Bible, Pentateuch-Hebrew | John Rylands Library Books and Manuscripts | The John Rylands Library, Deansgate |  | John Hodgson | Rachel Beckett |  | Library and Cultural Institutions | The John Rylands Library, Deansgate | Lot #140 | n/a | yes | Jul'16 | Sotherbys | Valuation Report | KA00067 | KA00067 | 9046 | 00 | 1250000 | 1250000 | 0 | 1250000 | [12 empty] | 1250000 | 1 | 0 | Does not match Policy. Check | No depreciation - Heritage asset | N |  | Heritage Asset |  | N |  | Y | N/A - Heritage asset | Y | Y |  | 2
H0145 | 13-14 | 2014-07-31 | 2014-07-31 |  | Heritage | SORP revaluation | Claudius Ptolemaeus | Cosmographia | John Rylands Library Books and Manuscripts | The John Rylands Library, Deansgate |  | John Hodgson | Rachel Beckett |  | Library and Cultural Institutions | The John Rylands Library, Deansgate | Lot #141 | n/a | yes | Jul'16 | Sotherbys | Valuation Report | KA00067 | KA00067 | 9046 | 00 | 1250000 | 1250000 | 0 | 1250000 | [12 empty] | 1250000 | 1 | 0 | Does not match Policy. Check | No depreciation - Heritage asset | N |  | Heritage Asset |  | N |  | Y | N/A - Heritage asset | Y | Y |  | 2
H0146 | 13-14 | 2014-07-31 | 2014-07-31 |  | Heritage | SORP revaluation | Unknown - Armenian | Gospel Book | John Rylands Library Books and Manuscripts | The John Rylands Library, Deansgate |  | John Hodgson | Rachel Beckett |  | Library and Cultural Institutions | The John Rylands Library, Deansgate | Lot #142 | n/a | yes | Jul'16 | Sotherbys | Valuation Report | KA00067 | KA00067 | 9046 | 00 | 400000 | 400000 | 0 | 400000 | [12 empty] | 400000 | 1 | 0 | Does not match Policy. Check | No depreciation - Heritage asset | N |  | Heritage Asset |  | N |  | Y | N/A - Heritage asset | Y | Y |  | 2
H0147 | 13-14 | 2014-07-31 | 2014-07-31 |  | Heritage | SORP revaluation | Unknown - Armenian | History of Alexander | John Rylands Library Books and Manuscripts | The John Rylands Library, Deansgate |  | John Hodgson | Rachel Beckett |  | Library and Cultural Institutions | The John Rylands Library, Deansgate | Lot #143 | n/a | yes | Jul'16 | Sotherbys | Valuation Report | KA00067 | KA00067 | 9046 | 00 | 600000 | 600000 | 0 | 600000 | [12 empty] | 600000 | 1 | 0 | Does not match Policy. Check | No depreciation - Heritage asset | N |  | Heritage Asset |  | N |  | Y | N/A - Heritage asset | Y | Y |  | 2
H0148 | 13-14 | 2014-07-31 | 2014-07-31 |  | Heritage | SORP revaluation | Rhineland Trier | Trier Gospel Book covers | John Rylands Library Books and Manuscripts | The John Rylands Library, Deansgate |  | John Hodgson | Rachel Beckett |  | Library and Cultural Institutions | The John Rylands Library, Deansgate | Lot #144 | n/a | yes | Jul'16 | Sotherbys | Valuation Report | KA00067 | KA00067 | 9046 | 00 | 4000000 | 4000000 | 0 | 4000000 | [12 empty] | 4000000 | 1 | 0 | Does not match Policy. Check | No depreciation - Heritage asset | N |  | Heritage Asset |  | N |  | Y | N/A - Heritage asset | Y | Y |  | 2
H0149 | 13-14 | 2014-07-31 | 2014-07-31 |  | Heritage | SORP revaluation | John Lydgate | The Siege of Troy | John Rylands Library Books and Manuscripts | The John Rylands Library, Deansgate |  | John Hodgson | Rachel Beckett |  | Library and Cultural Institutions | The John Rylands Library, Deansgate | Lot #145 | n/a | yes | Jul'16 | Sotherbys | Valuation Report | KA00067 | KA00067 | 9046 | 00 | 5000000 | 5000000 | 0 | 5000000 | [12 empty] | 5000000 | 1 | 0 | Does not match Policy. Check | No depreciation - Heritage asset | N |  | Heritage Asset |  | N |  | Y | N/A - Heritage asset | Y | Y |  | 2
H0150 | 13-14 | 2014-07-31 | 2014-07-31 |  | Heritage | SORP revaluation | Unknown | Peterloo Releif fund account book 1819 | John Rylands Library Books and Manuscripts | The John Rylands Library, Deansgate |  | John Hodgson | Rachel Beckett |  | Library and Cultural Institutions | The John Rylands Library, Deansgate | Lot #146 | n/a | yes | Jul'16 | Sotherbys | Valuation Report | KA00067 | KA00067 | 9046 | 00 | 200000 | 200000 | 0 | 200000 | [12 empty] | 200000 | 1 | 0 | Does not match Policy. Check | No depreciation - Heritage asset | N |  | Heritage Asset |  | N |  | Y | N/A - Heritage asset | Y | Y |  | 2
H0151 | 13-14 | 2014-07-31 | 2014-07-31 |  | Heritage | SORP revaluation | John Lydgate | The fall of princes | John Rylands Library Books and Manuscripts | The John Rylands Library, Deansgate |  | John Hodgson | Rachel Beckett |  | Library and Cultural Institutions | The John Rylands Library, Deansgate | Lot #147 | n/a | yes | Jul'16 | Sotherbys | Valuation Report | KA00067 | KA00067 | 9046 | 00 | 600000 | 600000 | 0 | 600000 | [12 empty] | 600000 | 1 | 0 | Does not match Policy. Check | No depreciation - Heritage asset | N |  | Heritage Asset |  | N |  | Y | N/A - Heritage asset | Y | Y |  | 2
H0152 | 13-14 | 2014-07-31 | 2014-07-31 |  | Heritage | SORP revaluation | probably Saint-Omer, Tournai or Ghent | Arthurian Romances in French | John Rylands Library Books and Manuscripts | The John Rylands Library, Deansgate |  | John Hodgson | Rachel Beckett |  | Library and Cultural Institutions | The John Rylands Library, Deansgate | Lot #148 | n/a | yes | Jul'16 | Sotherbys | Valuation Report | KA00067 | KA00067 | 9046 | 00 | 1750000 | 1750000 | 0 | 1750000 | [12 empty] | 1750000 | 1 | 0 | Does not match Policy. Check | No depreciation - Heritage asset | N |  | Heritage Asset |  | N |  | Y | N/A - Heritage asset | Y | Y |  | 2
H0153 | 13-14 | 2014-07-31 | 2014-07-31 |  | Heritage | SORP revaluation | north-eastern France, early 13th century | Bible Picture book in French | John Rylands Library Books and Manuscripts | The John Rylands Library, Deansgate |  | John Hodgson | Rachel Beckett |  | Library and Cultural Institutions | The John Rylands Library, Deansgate | Lot #149 | n/a | yes | Jul'16 | Sotherbys | Valuation Report | KA00067 | KA00067 | 9046 | 00 | 1750000 | 1750000 | 0 | 1750000 | [12 empty] | 1750000 | 1 | 0 | Does not match Policy. Check | No depreciation - Heritage asset | N |  | Heritage Asset |  | N |  | Y | N/A - Heritage asset | Y | Y |  | 2
H0154 | 13-14 | 2014-07-31 | 2014-07-31 |  | Heritage | SORP revaluation | Greek Papyrus | St Johns Gospel fragment | John Rylands Library Books and Manuscripts | The John Rylands Library, Deansgate |  | John Hodgson | Rachel Beckett |  | Library and Cultural Institutions | The John Rylands Library, Deansgate | Lot #150 | n/a | yes | Jul'16 | Sotherbys | Valuation Report | KA00067 | KA00067 | 9046 | 00 | 600000 | 600000 | 0 | 600000 | [12 empty] | 600000 | 1 | 0 | Does not match Policy. Check | No depreciation - Heritage asset | N |  | Heritage Asset |  | N |  | Y | N/A - Heritage asset | Y | Y |  | 2
H0155 | 13-14 | 2014-07-31 | 2014-07-31 |  | Heritage | SORP revaluation | Greek Papyrus | Deutronomy fragments | John Rylands Library Books and Manuscripts | The John Rylands Library, Deansgate |  | John Hodgson | Rachel Beckett |  | Library and Cultural Institutions | The John Rylands Library, Deansgate | Lot #151 | n/a | yes | Jul'16 | Sotherbys | Valuation Report | KA00067 | KA00067 | 9046 | 00 | 600000 | 600000 | 0 | 600000 | [12 empty] | 600000 | 1 | 0 | Does not match Policy. Check | No depreciation - Heritage asset | N |  | Heritage Asset |  | N |  | Y | N/A - Heritage asset | Y | Y |  | 2
H0156 | 13-14 | 2014-07-31 | 2014-07-31 |  | Heritage | SORP revaluation | Greek Papyrus | Gospel of Mary | John Rylands Library Books and Manuscripts | The John Rylands Library, Deansgate |  | John Hodgson | Rachel Beckett |  | Library and Cultural Institutions | The John Rylands Library, Deansgate | Lot #152 | n/a | yes | Jul'16 | Sotherbys | Valuation Report | KA00067 | KA00067 | 9046 | 00 | 600000 | 600000 | 0 | 600000 | [12 empty] | 600000 | 1 | 0 | Does not match Policy. Check | No depreciation - Heritage asset | N |  | Heritage Asset |  | N |  | Y | N/A - Heritage asset | Y | Y |  | 2
H0157 | 13-14 | 2014-07-31 | 2014-07-31 |  | Heritage | SORP revaluation | Greek Papyrus | Nicene Creed | John Rylands Library Books and Manuscripts | The John Rylands Library, Deansgate |  | John Hodgson | Rachel Beckett |  | Library and Cultural Institutions | The John Rylands Library, Deansgate | Lot #153 | n/a | yes | Jul'16 | Sotherbys | Valuation Report | KA00067 | KA00067 | 9046 | 00 | 500000 | 500000 | 0 | 500000 | [12 empty] | 500000 | 1 | 0 | Does not match Policy. Check | No depreciation - Heritage asset | N |  | Heritage Asset |  | N |  | Y | N/A - Heritage asset | Y | Y |  | 2
H0158 | 13-14 | 2014-07-31 | 2014-07-31 |  | Heritage | SORP revaluation | Hebrew | Haggadah | John Rylands Library Books and Manuscripts | The John Rylands Library, Deansgate |  | John Hodgson | Rachel Beckett |  | Library and Cultural Institutions | The John Rylands Library, Deansgate | Lot #154 | n/a | yes | Jul'16 | Sotherbys | Valuation Report | KA00067 | KA00067 | 9046 | 00 | 10000000 | 10000000 | 0 | 10000000 | [12 empty] | 10000000 | 1 | 0 | Does not match Policy. Check | No depreciation - Heritage asset | N |  | Heritage Asset |  | N |  | Y | N/A - Heritage asset | Y | Y |  | 2
H0159 | 13-14 | 2014-07-31 | 2014-07-31 |  | Heritage | SORP revaluation | southern Netherlands (Dinant) | Dinant Gospel Book in Latin | John Rylands Library Books and Manuscripts | The John Rylands Library, Deansgate |  | John Hodgson | Rachel Beckett |  | Library and Cultural Institutions | The John Rylands Library, Deansgate | Lot #155 | n/a | yes | Jul'16 | Sotherbys | Valuation Report | KA00067 | KA00067 | 9046 | 00 | 4600000 | 4600000 | 0 | 4600000 | [12 empty] | 4600000 | 1 | 0 | Does not match Policy. Check | No depreciation - Heritage asset | N |  | Heritage Asset |  | N |  | Y | N/A - Heritage asset | Y | Y |  | 2
H0160 | 13-14 | 2014-07-31 | 2014-07-31 |  | Heritage | SORP revaluation | Rhineland (perhaps Essen) | Svenhilda Gospel Book | John Rylands Library Books and Manuscripts | The John Rylands Library, Deansgate |  | John Hodgson | Rachel Beckett |  | Library and Cultural Institutions | The John Rylands Library, Deansgate | Lot #156 | n/a | yes | Jul'16 | Sotherbys | Valuation Report | KA00067 | KA00067 | 9046 | 00 | 3000000 | 3000000 | 0 | 3000000 | [12 empty] | 3000000 | 1 | 0 | Does not match Policy. Check | No depreciation - Heritage asset | N |  | Heritage Asset |  | N |  | Y | N/A - Heritage asset | Y | Y |  | 2
H0161 | 13-14 | 2014-07-31 | 2014-07-31 |  | Heritage | SORP revaluation | St Maximin | Psalter of St Maximin, in Latin | John Rylands Library Books and Manuscripts | The John Rylands Library, Deansgate |  | John Hodgson | Rachel Beckett |  | Library and Cultural Institutions | The John Rylands Library, Deansgate | Lot #157 | n/a | yes | Jul'16 | Sotherbys | Valuation Report | KA00067 | KA00067 | 9046 | 00 | 5000000 | 5000000 | 0 | 5000000 | [12 empty] | 5000000 | 1 | 0 | Does not match Policy. Check | No depreciation - Heritage asset | N |  | Heritage Asset |  | N |  | Y | N/A - Heritage asset | Y | Y |  | 2
H0162 | 13-14 | 2014-07-31 | 2014-07-31 |  | Heritage | SORP revaluation | Southern Italy (Bari) | Exultet Roll, in Latin | John Rylands Library Books and Manuscripts | The John Rylands Library, Deansgate |  | John Hodgson | Rachel Beckett |  | Library and Cultural Institutions | The John Rylands Library, Deansgate | Lot #158 | n/a | yes | Jul'16 | Sotherbys | Valuation Report | KA00067 | KA00067 | 9046 | 00 | 2000000 | 2000000 | 0 | 2000000 | [12 empty] | 2000000 | 1 | 0 | Does not match Policy. Check | No depreciation - Heritage asset | N |  | Heritage Asset |  | N |  | Y | N/A - Heritage asset | Y | Y |  | 2
H0163 | 13-14 | 2014-07-31 | 2014-07-31 |  | Heritage | SORP revaluation | Queen Joanna of Navarre | Psalter of Queen Joanna of Navarre | John Rylands Library Books and Manuscripts | The John Rylands Library, Deansgate |  | John Hodgson | Rachel Beckett |  | Library and Cultural Institutions | The John Rylands Library, Deansgate | Lot #159 | n/a | yes | Jul'16 | Sotherbys | Valuation Report | KA00067 | KA00067 | 9046 | 00 | 4000000 | 4000000 | 0 | 4000000 | [12 empty] | 4000000 | 1 | 0 | Does not match Policy. Check | No depreciation - Heritage asset | N |  | Heritage Asset |  | N |  | Y | N/A - Heritage asset | Y | Y |  | 2
H0164 | 13-14 | 2014-07-31 | 2014-07-31 |  | Heritage | SORP revaluation | Sarum - England (Salisbury) | Missal, Use of Sarum | John Rylands Library Books and Manuscripts | The John Rylands Library, Deansgate |  | John Hodgson | Rachel Beckett |  | Library and Cultural Institutions | The John Rylands Library, Deansgate | Lot #160 | n/a | yes | Jul'16 | Sotherbys | Valuation Report | KA00067 | KA00067 | 9046 | 00 | 2000000 | 2000000 | 0 | 2000000 | [12 empty] | 2000000 | 1 | 0 | Does not match Policy. Check | No depreciation - Heritage asset | N |  | Heritage Asset |  | N |  | Y | N/A - Heritage asset | Y | Y |  | 2
H0165 | 13-14 | 2014-07-31 | 2014-07-31 |  | Heritage | SORP revaluation | Ugolino Marini Gibertuzzi - Italy | Nicolaus de Lyra super Bibliam | John Rylands Library Books and Manuscripts | The John Rylands Library, Deansgate |  | John Hodgson | Rachel Beckett |  | Library and Cultural Institutions | The John Rylands Library, Deansgate | Lot #161 | n/a | yes | Jul'16 | Sotherbys | Valuation Report | KA00067 | KA00067 | 9046 | 00 | 4000000 | 4000000 | 0 | 4000000 | [12 empty] | 4000000 | 1 | 0 | Does not match Policy. Check | No depreciation - Heritage asset | N |  | Heritage Asset |  | N |  | Y | N/A - Heritage asset | Y | Y |  | 2
H0166 | 13-14 | 2014-07-31 | 2014-07-31 |  | Heritage | SORP revaluation | Maestro Luigi for the Sistine Chapel | Colonna Missal, Use of Sistine Chappel | John Rylands Library Books and Manuscripts | The John Rylands Library, Deansgate |  | John Hodgson | Rachel Beckett |  | Library and Cultural Institutions | The John Rylands Library, Deansgate | Lot #162 | n/a | yes | Jul'16 | Sotherbys | Valuation Report | KA00067 | KA00067 | 9046 | 00 | 3000000 | 3000000 | 0 | 3000000 | [12 empty] | 3000000 | 1 | 0 | Does not match Policy. Check | No depreciation - Heritage asset | N |  | Heritage Asset |  | N |  | Y | N/A - Heritage asset | Y | Y |  | 2
H0167 | 13-14 | 2014-07-31 | 2014-07-31 |  | Heritage | SORP revaluation | Lower Rhineland (Altenburg) | Old and New Testament, in Latin | John Rylands Library Books and Manuscripts | The John Rylands Library, Deansgate |  | John Hodgson | Rachel Beckett |  | Library and Cultural Institutions | The John Rylands Library, Deansgate | Lot #163 | n/a | yes | Jul'16 | Sotherbys | Valuation Report | KA00067 | KA00067 | 9046 | 00 | 2650000 | 2650000 | 0 | 2650000 | [12 empty] | 2650000 | 1 | 0 | Does not match Policy. Check | No depreciation - Heritage asset | N |  | Heritage Asset |  | N |  | Y | N/A - Heritage asset | Y | Y |  | 2
H0168 | 13-14 | 2014-07-31 | 2014-07-31 |  | Heritage | SORP revaluation | Italy, Rome | Latin MS 53. Prolianus, Astronomia, 1478 | John Rylands Library Books and Manuscripts | The John Rylands Library, Deansgate |  | John Hodgson | Rachel Beckett |  | Library and Cultural Institutions | The John Rylands Library, Deansgate | Lot #164 | n/a | yes | Jul'16 | Sotherbys | Valuation Report | KA00067 | KA00067 | 9046 | 00 | 400000 | 400000 | 0 | 400000 | [12 empty] | 400000 | 1 | 0 | Does not match Policy. Check | No depreciation - Heritage asset | N |  | Heritage Asset |  | N |  | Y | N/A - Heritage asset | Y | Y |  | 2
H0169 | 13-14 | 2014-07-31 | 2014-07-31 |  | Heritage | SORP revaluation | Rhineland (Prum) | Prum Lectionary | John Rylands Library Books and Manuscripts | The John Rylands Library, Deansgate |  | John Hodgson | Rachel Beckett |  | Library and Cultural Institutions | The John Rylands Library, Deansgate | Lot #165 | n/a | yes | Jul'16 | Sotherbys | Valuation Report | KA00067 | KA00067 | 9046 | 00 | 4000000 | 4000000 | 0 | 4000000 | [12 empty] | 4000000 | 1 | 0 | Does not match Policy. Check | No depreciation - Heritage asset | N |  | Heritage Asset |  | N |  | Y | N/A - Heritage asset | Y | Y |  | 2
H0170 | 13-14 | 2014-07-31 | 2014-07-31 |  | Heritage | SORP revaluation | Spain | Beatus de Liebana, Beatus super Apocalypsim | John Rylands Library Books and Manuscripts | The John Rylands Library, Deansgate |  | John Hodgson | Rachel Beckett |  | Library and Cultural Institutions | The John Rylands Library, Deansgate | Lot #166 | n/a | yes | Jul'16 | Sotherbys | Valuation Report | KA00067 | KA00067 | 9046 | 00 | 5000000 | 5000000 | 0 | 5000000 | [12 empty] | 5000000 | 1 | 0 | Does not match Policy. Check | No depreciation - Heritage asset | N |  | Heritage Asset |  | N |  | Y | N/A - Heritage asset | Y | Y |  | 2
H0171 | 13-14 | 2014-07-31 | 2014-07-31 |  | Heritage | SORP revaluation | Lower Saxony (Bremen) | Bremen Gospel Book, in Latin | John Rylands Library Books and Manuscripts | The John Rylands Library, Deansgate |  | John Hodgson | Rachel Beckett |  | Library and Cultural Institutions | The John Rylands Library, Deansgate | Lot #167 | n/a | yes | Jul'16 | Sotherbys | Valuation Report | KA00067 | KA00067 | 9046 | 00 | 5000000 | 5000000 | 0 | 5000000 | [12 empty] | 5000000 | 1 | 0 | Does not match Policy. Check | No depreciation - Heritage asset | N |  | Heritage Asset |  | N |  | Y | N/A - Heritage asset | Y | Y |  | 2
H0172 | 13-14 | 2014-07-31 | 2014-07-31 |  | Heritage | SORP revaluation | Lower Saxony | Walbeck Gospel Book, in Latin | John Rylands Library Books and Manuscripts | The John Rylands Library, Deansgate |  | John Hodgson | Rachel Beckett |  | Library and Cultural Institutions | The John Rylands Library, Deansgate | Lot #168 | n/a | yes | Jul'16 | Sotherbys | Valuation Report | KA00067 | KA00067 | 9046 | 00 | 1250000 | 1250000 | 0 | 1250000 | [12 empty] | 1250000 | 1 | 0 | Does not match Policy. Check | No depreciation - Heritage asset | N |  | Heritage Asset |  | N |  | Y | N/A - Heritage asset | Y | Y |  | 2
H0173 | 13-14 | 2014-07-31 | 2014-07-31 |  | Heritage | SORP revaluation | Spain (Valeranica) | Cassiadorus super Psalmos, in Latin | John Rylands Library Books and Manuscripts | The John Rylands Library, Deansgate |  | John Hodgson | Rachel Beckett |  | Library and Cultural Institutions | The John Rylands Library, Deansgate | Lot #169 | n/a | yes | Jul'16 | Sotherbys | Valuation Report | KA00067 | KA00067 | 9046 | 00 | 5000000 | 5000000 | 0 | 5000000 | [12 empty] | 5000000 | 1 | 0 | Does not match Policy. Check | No depreciation - Heritage asset | N |  | Heritage Asset |  | N |  | Y | N/A - Heritage asset | Y | Y |  | 2
H0174 | 13-14 | 2014-07-31 | 2014-07-31 |  | Heritage | SORP revaluation | Rhineland (Trier) | Ottonian Gospel Book, in Latin | John Rylands Library Books and Manuscripts | The John Rylands Library, Deansgate |  | John Hodgson | Rachel Beckett |  | Library and Cultural Institutions | The John Rylands Library, Deansgate | Lot #170 | n/a | yes | Jul'16 | Sotherbys | Valuation Report | KA00067 | KA00067 | 9046 | 00 | 5000000 | 5000000 | 0 | 5000000 | [12 empty] | 5000000 | 1 | 0 | Does not match Policy. Check | No depreciation - Heritage asset | N |  | Heritage Asset |  | N |  | Y | N/A - Heritage asset | Y | Y |  | 2
H0175 | 13-14 | 2014-07-31 | 2014-07-31 |  | Heritage | SORP revaluation | Samaritan | Samaritan Pentateuch | John Rylands Library Books and Manuscripts | The John Rylands Library, Deansgate |  | John Hodgson | Rachel Beckett |  | Library and Cultural Institutions | The John Rylands Library, Deansgate | Lot #171 | n/a | yes | Jul'16 | Sotherbys | Valuation Report | KA00067 | KA00067 | 9046 | 00 | 1000000 | 1000000 | 0 | 1000000 | [12 empty] | 1000000 | 1 | 0 | Does not match Policy. Check | No depreciation - Heritage asset | N |  | Heritage Asset |  | N |  | Y | N/A - Heritage asset | Y | Y |  | 2
H0176 | 13-14 | 2014-07-31 | 2014-07-31 |  | Heritage | SORP revaluation | Johanne Gutenberg, Mainz | Bible | John Rylands Library Books and Manuscripts | The John Rylands Library, Deansgate |  | John Hodgson | Rachel Beckett |  | Library and Cultural Institutions | The John Rylands Library, Deansgate | Lot #172 | n/a | yes | Jul'16 | Sotherbys | Valuation Report | KA00067 | KA00067 | 9046 | 00 | 35000000 | 35000000 | 0 | 35000000 | [12 empty] | 35000000 | 1 | 0 | Does not match Policy. Check | No depreciation - Heritage asset | N |  | Heritage Asset |  | N |  | Y | N/A - Heritage asset | Y | Y |  | 2
H0177 | 13-14 | 2014-07-31 | 2014-07-31 |  | Heritage | SORP revaluation | Arabic | Early Kufic Qur'an Juz | Islamic | The John Rylands Library, Deansgate |  | John Hodgson | Rachel Beckett |  | Library and Cultural Institutions | The John Rylands Library, Deansgate | Lot #173 | n/a | yes | Jul'16 | Sotherbys | Valuation Report | KA00067 | KA00067 | 9046 | 00 | 250000 | 250000 | 0 | 250000 | [12 empty] | 250000 | 1 | 0 | Does not match Policy. Check | No depreciation - Heritage asset | N |  | Heritage Asset |  | N |  | Y | N/A - Heritage asset | Y | Y |  | 2
H0178 | 13-14 | 2014-07-31 | 2014-07-31 |  | Heritage | SORP revaluation | Arabic - Near east of North Africa | Early Qur'an fragment | Islamic | The John Rylands Library, Deansgate |  | John Hodgson | Rachel Beckett |  | Library and Cultural Institutions | The John Rylands Library, Deansgate | Lot #174 | n/a | yes | Jul'16 | Sotherbys | Valuation Report | KA00067 | KA00067 | 9046 | 00 | 125000 | 125000 | 0 | 125000 | [12 empty] | 125000 | 1 | 0 | Does not match Policy. Check | No depreciation - Heritage asset | N |  | Heritage Asset |  | N |  | Y | N/A - Heritage asset | Y | Y |  | 2
H0179 | 13-14 | 2014-07-31 | 2014-07-31 |  | Heritage | SORP revaluation | Spain - 12th/13th Century | Qur'an Juz' in Maghribi script in gold on vellum | Islamic | The John Rylands Library, Deansgate |  | John Hodgson | Rachel Beckett |  | Library and Cultural Institutions | The John Rylands Library, Deansgate | Lot #175 | n/a | yes | Jul'16 | Sotherbys | Valuation Report | KA00067 | KA00067 | 9046 | 00 | 700000 | 700000 | 0 | 700000 | [12 empty] | 700000 | 1 | 0 | Does not match Policy. Check | No depreciation - Heritage asset | N |  | Heritage Asset |  | N |  | Y | N/A - Heritage asset | Y | Y |  | 2
H0180 | 13-14 | 2014-07-31 | 2014-07-31 |  | Heritage | SORP revaluation | Egypt, 14th/15th Century | Giant Mamluk Qur'an | Islamic | The John Rylands Library, Deansgate |  | John Hodgson | Rachel Beckett |  | Library and Cultural Institutions | The John Rylands Library, Deansgate | Lot #176 | n/a | yes | Jul'16 | Sotherbys | Valuation Report | KA00067 | KA00067 | 9046 | 00 | 2500000 | 2500000 | 0 | 2500000 | [12 empty] | 2500000 | 1 | 0 | Does not match Policy. Check | No depreciation - Heritage asset | N |  | Heritage Asset |  | N |  | Y | N/A - Heritage asset | Y | Y |  | 2
H0181 | 13-14 | 2014-07-31 | 2014-07-31 |  | Heritage | SORP revaluation | Egypt, 16th Century | 10001 Nights | Islamic | The John Rylands Library, Deansgate |  | John Hodgson | Rachel Beckett |  | Library and Cultural Institutions | The John Rylands Library, Deansgate | Lot #177 | n/a | yes | Jul'16 | Sotherbys | Valuation Report | KA00067 | KA00067 | 9046 | 00 | 70000 | 70000 | 0 | 70000 | [12 empty] | 70000 | 1 | 0 | Does not match Policy. Check | No depreciation - Heritage asset | N |  | Heritage Asset |  | N |  | Y | N/A - Heritage asset | Y | Y |  | 2
H0182 | 13-14 | 2014-07-31 | 2014-07-31 |  | Heritage | SORP revaluation | Arabic | The Maqamat of Hariri | Islamic | The John Rylands Library, Deansgate |  | John Hodgson | Rachel Beckett |  | Library and Cultural Institutions | The John Rylands Library, Deansgate | Lot #178 | n/a | yes | Jul'16 | Sotherbys | Valuation Report | KA00067 | KA00067 | 9046 | 00 | 2500000 | 2500000 | 0 | 2500000 | [12 empty] | 2500000 | 1 | 0 | Does not match Policy. Check | No depreciation - Heritage asset | N |  | Heritage Asset |  | N |  | Y | N/A - Heritage asset | Y | Y |  | 2
H0183 | 13-14 | 2014-07-31 | 2014-07-31 |  | Heritage | SORP revaluation | India | Hindustani MS 1. Laur Chanda | Islamic | The John Rylands Library, Deansgate |  | John Hodgson | Rachel Beckett |  | Library and Cultural Institutions | The John Rylands Library, Deansgate | Lot #179 | n/a | yes | Jul'16 | Sotherbys | Valuation Report | KA00067 | KA00067 | 9046 | 00 | 350000 | 350000 | 0 | 350000 | [12 empty] | 350000 | 1 | 0 | Does not match Policy. Check | No depreciation - Heritage asset | N |  | Heritage Asset |  | N |  | Y | N/A - Heritage asset | Y | Y |  | 2
H0184 | 13-14 | 2014-07-31 | 2014-07-31 |  | Heritage | SORP revaluation | Persia, Safavid, Shiraz | Firdawsi Shahnameh | Islamic | The John Rylands Library, Deansgate |  | John Hodgson | Rachel Beckett |  | Library and Cultural Institutions | The John Rylands Library, Deansgate | Lot #180 | n/a | yes | Jul'16 | Sotherbys | Valuation Report | KA00067 | KA00067 | 9046 | 00 | 400000 | 400000 | 0 | 400000 | [12 empty] | 400000 | 1 | 0 | Does not match Policy. Check | No depreciation - Heritage asset | N |  | Heritage Asset |  | N |  | Y | N/A - Heritage asset | Y | Y |  | 2
H0185 | 13-14 | 2014-07-31 | 2014-07-31 |  | Heritage | SORP revaluation | India | Punjabi MS 5. Sri Guru Granth Sahib | Islamic | The John Rylands Library, Deansgate |  | John Hodgson | Rachel Beckett |  | Library and Cultural Institutions | The John Rylands Library, Deansgate | Lot #181 | n/a | yes | Jul'16 | Sotherbys | Valuation Report | KA00067 | KA00067 | 9046 | 00 | 1500000 | 1500000 | 0 | 1500000 | [12 empty] | 1500000 | 1 | 0 | Does not match Policy. Check | No depreciation - Heritage asset | N |  | Heritage Asset |  | N |  | Y | N/A - Heritage asset | Y | Y |  | 2
Monthly Totals: | [26 empty] | 255482794.55 | 255482794.55 | 0 | 255482794.55 | 0 | 0 | 0 | 0 | 0 | 0 | 0 | 0 | 0 | 0 | 0 | 0 | 255482794.55
Year To Date: | [29 empty] | 255482794.55 | 255482794.55 | 255482794.55 | 255482794.55 | 255482794.55 | 255482794.55 | 255482794.55 | 255482794.55 | 255482794.55 | 255482794.55 | 255482794.55 | 255482794.55 | 255482794.55
Per financial statements
[30 empty] | 255482794.55 | 2016-08-01: Check to TB
Check to FS (£'000)
[30 empty] | 0 | 2016-08-01: Check to TB (£'000)
Note on C3: Thomas Astell: Depreciation start date. Should always be the first of the month
Note on D3: Thomas Astell: Depreciation End Date. UPDATED BY TA 26th March 15)
Note on H3: Mandy Ho: 17.02.16: Updated as per N8 details per FAR(Nov15)
Note on J3: Mandy Ho: 17.02.16: Updated as per N8 details per FAR(Nov15)
Note on K3: Mandy Ho: 17.02.16: Updated as per N8 details per FAR(Nov15)
Note on L3: Mandy Ho: 17.02.16: Updated as per N8 details per FAR(Nov15)
Note on M3: Mandy Ho: 17.02.16: Updated as per N8 details per FAR(Nov15)
Note on N3: Mandy Ho: 17.02.16: Updated as per N8 details per FAR(Nov15)
Note on O3: Mandy Ho: 17.02.16: Updated as per N8 details per FAR(Nov15)
Note on A4: Mandy Ho: asset ref. amended on 23.06.15 for this donated Heritage asset , which should have no deprecaiton applied.
Note on AU4: Mandy Ho: No depn on Heriatage asset
Note on A5: Mandy Ho: asset ref. amended on 23.06.15 for this donated Heritage asset , which should have no deprecaiton applied.
Note on K5: Mandy Ho: as per the interim verification return, They are currently on loan to The Foundling Museum, London between June – September
Note on AU5: Mandy Ho: No depn on Heriatage asset
Note on S17: mbrxsmh3: rec'd 14.05.13
Note on S18: mbrxsmh3: rec'd 14.05.13
Note on Q19: Mandy Ho: Caroline Riches confirmed at interim verification that this should be under JRUL but not WAG
Note on S28: Mandy Ho: rec'd on 15.12.14 from David Bryan
Note on A30: Mandy Ho: previously referenced as D0033.
Note on S35: Mandy Ho: signed copy received on 07.07.16
Note on S36: Mandy Ho: signed copy received on 07.07.16
Note on AF205: Mandy Ho: source from saved F.Statement as link below: G:\FIN\Fin & Mgmt Accounting\Year-end 2014-15\University of Manchester financial statements 2014-15.xlsm

## Capital Software FAR (hidden)
Fixed Asset - Capital Software Register |  |  |  |  | 08.07.16: UEL amended as per Jun16 FAR reviews by EPS | [38 empty] | Check to FS when it is ready for FY1516 | [13 empty] | Check to FS when it is ready for FY1516
[39 empty] | 2016/17 Financial Summary |  |  |  |  | Costs | [13 empty] | Depreciation | [26 empty] | Control Checks | Control Checks | Control Checks |  | Control Checks |  | Control Checks |  | Control Checks |  | Control Checks |  | Control Checks |  | N8 data checks
Asset number | Purchase year | Commission date | End of UEL Date | Written Off Year | Asset Type | Funding type | Manufacturer | Model | Name of Equipment / Make and Model | Description | Location | Building | Technical Owner | Academic Owner | Working Condition | Technical Capability | Principal use | Available spare capacity | Faculty | School | Order number | Facility | taxonomy code | Class | Order | Genus | Capital Approval rec'd | If the equipment has been physical verified? | Date of verification | Verified By | Verification Notes | Asset Activity code | Oracle Activity Code (BS) | Asset IE code | Depn Activity code (P&L) | Depn IE code (P&L) | Depn IE code (BS) | SOF | Total Cost | Total Acc Depn | Fixed Asset NBV | Cost Movements in 2016/17 | Depreciation charge in 2016/17 | Cost at 31 July 2016 | 2016-08-01 | 2016-09-01 | 2016-10-01 | 2016-11-01 | 2016-12-01 | 2017-01-01 | 2017-02-01 | 2017-03-01 | 2017-04-01 | 2017-05-01 | 2017-06-01 | 2017-07-01 | Cost at 31 July 2017 | Accumulated Depn at 31 July 2016 | Opening Adjustment | 2016-08-01 | Aug Adjustments | 2016-09-01 | Sept Adjustments | 2016-10-01 | Oct Adjustments | 2016-11-01 | Nov Adjustments | 2016-12-01 | Dec Adjustments | 2017-01-01 | Jan Adjustments | 2017-02-01 | Feb Adjustments | 2017-03-01 | March Adjustments | 2017-04-01 | April Adjustments | 2017-05-01 | May Adjustments | 2017-06-01 | Jun Adjustments | 2017-07-01 | July Adjustments | Accumulated depreciation at 31 July 2017 | Length of UEL (Months) | Length of UEL (Years) | UEL vs Depreciation Policy Check | Explanation of UEL where not in line with policy | Asset Negative NBV (Total Asset) | Explanation of Asset Negative NBV | Commission date = End Date | Explanation of Commission date = End Date | Commission date after End Date | Explanation of Commission date after End Date | Past End Date with outstanding NBV? | Explanation of past end date with outstanding NBV | Verification undertaken for asset? | If NO verification undertaken, is the asset value <£100k / purchased prior to FY1415? or Action is required: | How many cells are with NO required N8 Data for the asset purchased from FY1415 onward? | Other Comment / Note
E00712 | 08-09 | 2009-01-01 | 2017-01-01 |  | University Funded | University Funded |  |  | ITS capital project - PL0005, Procera PacketLogic with software licences | Procera Packetlogic Deep Packer Inspection Solution | Kilburn Building Data Centre | Kilburn Building | Steve Paton | [5 empty] | PSS | ITS | 466514 | [6 empty] | yes | 2016-07-01 | Confirmed by signed verification form | as per FY1516 YrEnd Verification & Impairments Exercise in Jul'16 | KC00017 | KC00017 | 9047 | LA00642 | 6527 | 9049 | 00 | 77049.4 | 73036.4104 | 4012.9896 | 0 | 802.5979 | 77049.4 | [12 empty] | 77049.4 | 72233.8125 |  | 802.5979 | [23 empty] | 73036.4104 | 96 | 8 | Computer software |  | N |  | N |  | N |  | N |  | Y
E00719 | 08-09 | 2009-03-01 | 2017-03-01 |  | University Funded | University Funded |  |  | ITS capital project | Right Answers software | n/a Software |  | Steve Paton | [5 empty] | PSS | ITS | [6 empty] | y | yes | 2016-07-01 | Confirmed by signed verification form | as per FY1516 YrEnd Verification & Impairments Exercise in Jul'16 | LA00495 | LA00495 | 9047 | LA00642 | 6527 | 9049 | 00 | 87429.21 | 81054.1634 | 6375.0466 | 0 | 910.7209 | 87429.21 | [12 empty] | 87429.21 | 80143.4425 |  | 910.7209 | [23 empty] | 81054.1634 | 96 | 8 | Computer software |  | N |  | N |  | N |  | N |  | Y
E00731 | 09-10 | 2009-10-01 | 2017-10-01 |  | University Funded | University Funded |  |  | BSF Unit Management Software | BSF Unit Management Software | Software will be running on servers in the Kilburn data centre |  | Terence Priest | [5 empty] | FLS | Life Sciences | 481628 | BSF | 6d4 | 6. Infrastructure | D. Laboratory | 4. Vacuum | n | yes | 2016-07-01 | Confirmed by signed verification form | as per FY1516 YrEnd Verification & Impairments Exercise in Jul'16 | AC00006 | AA00158 | 9047 | AA00158 | 6527 | 9049 | 00 | 58799.78 | 50224.8121 | 8574.9679 | 0 | 612.4977 | 58799.78 | [12 empty] | 58799.78 | 49612.3144 |  | 612.4977 | [23 empty] | 50224.8121 | 96 | 8 | Computer software |  | N |  | N |  | N |  | N |  | Y |  |  | CODE - AC00006 WAS CLOSED. Amended BS activity as per Aug'15 monthly depn adj; i.e. same as the P&L. 08.09.15
E00732 | 08-09 | 2010-03-01 | 2018-03-01 |  | University Funded | University Funded |  |  | ITS capital project | Sitemanager Content Management System |  |  | Steve Paton |  | 1 Good | 1 State of art | 1 Dedicated to particular experiment | 0 | PSS | ITS | 529926 | [5 empty] | y | yes | 2016-07-01 | Confirmed by signed verification form | as per FY1516 YrEnd Verification & Impairments Exercise in Jul'16 | LA00504 | LA00504 | 9047 | LA00642 | 6527 | 9049 | 00 | 90131.16 | 72292.7012 | 17838.4588 | 0 | 938.8662 | 90131.16 | [12 empty] | 90131.16 | 71353.835 |  | 938.8662 | [23 empty] | 72292.7012 | 96 | 8 | Computer software |  | N |  | N |  | N |  | N |  | Y |  |  | 21.01.16: consolidated multiple lines to one as per the exercise of FAR Cleanse
E00735b | 08-09 | 2010-08-01 | 2018-08-01 |  | University Funded | University Funded |  |  | ITS capital project - Exchange Email and Calendaring | Exchange Email and Calendaring | Kilburn Building | Kilburn Building | Steve Paton |  | 1 Good | 1 State of art |  |  | PSS | ITS | 516037 | [5 empty] | y | yes | 2016-07-01 | Confirmed by signed verification form | as per FY1516 YrEnd Verification & Impairments Exercise in Jul'16 | LA00503 | LA00503 | 9047 | LA00642 | 6527 | 9049 | 00 | 172291.67 | 129218.7525 | 43072.9175 | 0 | 1794.7049 | 172291.67 | [12 empty] | 172291.67 | 127424.0476 |  | 1794.7049 | [23 empty] | 129218.7525 | 96 | 8 | Computer software |  | N |  | N |  | N |  | N |  | Y
E00749b | 09-10 | 2011-03-01 | 2014-03-01 | 16-17 | University Funded | University Funded | Dell/Viglen/Staff costs |  | ITS capital project - Graduate Progression System, Dell Poweredge Servers and Windows 2008 R2 Enterprise Softwrae | Graduate Progression System, Dell Poweredge Servers and Windows 2008 R2 Enterprise Softwrae |  |  | Allan Copley |  | 1 Good | 1 State of art | 3 Research and Teaching | 0 | PSS | ITS | [6 empty] | y | yes | 2016-07-01 | Confirmed by signed verification form | as per FY1516 YrEnd Verification & Impairments Exercise in Jul'16 | LA00506 | LA00506 | 9047 | LA00642 | 6527 | 9049 | 00 | 0 | 0 | 0 | -33996 | -33996 | 33996 | 2016-08-01: -33996 | 0 | 33996 |  | 0 | -33996 | [22 empty] | 0 | 36 | 3 | Equipment acquired for specific research projects |  | N |  | N |  | N |  | N |  | Y |  |  | 23.06.16: UEL amended as instructed by Jo Bird (i.e.this was some hardware (immaterial) but mainly 3 year licence/software, therefore UEL should have been 3 years not 8.) 31.08.16: Disposal form received from J.Bird end of Jun'16 but adjustment was missed in FY1516. so adjustment is posted in Aug'16.
E00752 | 09-10 | 2009-10-01 | 2017-10-01 |  | Part Funded | Other | Sorce One |  | Intranet Software | Intranet Software | Paterson Institute | Paterson Building | Malik Pervez | Malik Pervez | 3 Poor - Inoperable | 4 No longer adequate | 2 General purpose research | 0 | MHS | Paterson Institute | 538524 |  | 6a5 | 6. Infrastructure | A. IT | 5. Data Management | y | yes | 2016-07-01 | Confirmed by signed verification form | as per FY1516 YrEnd Verification & Impairments Exercise in Jul'16 | KA00101 | KA00101 | 9047 | KA00101 | 6527 | 9049 | 02 | 33000 | 28187.5 | 4812.5 | 0 | 343.75 | 33000 | [12 empty] | 33000 | 27843.75 |  | 343.75 | [23 empty] | 28187.5 | 96 | 8 | Computer software |  | N |  | N |  | N |  | N |  | Y
E00811 | 10-11 | 2011-09-01 | 2019-09-01 |  | University Funded | University Funded |  |  | Hardware and software to establish the podcasting infrastructure | Hardware and software to establish the podcasting infrastructure | Kilburn Data Centre | Kilburn Building | Stuart Phillipson |  | 1 Good |  |  | 0 | FLS | Life Sciences | 843894 |  | 6a3 | 6. Infrastructure | A. IT | 3. Workstation | y | yes | 2016-07-01 | Confirmed by signed verification form | as per FY1516 YrEnd Verification & Impairments Exercise in Jul'16 | FB00147 | FB00147 | 9047 | LA00642 | 6527 | 9049 | 00 | 81846.64 | 50301.5808 | 31545.0592 | 0 | 852.5692 | 81846.64 | [12 empty] | 81846.64 | 49449.0117 |  | 852.5692 | [23 empty] | 50301.5808 | 96 | 8 | Computer software |  | N |  | N |  | N |  | N |  | Y
E00811 | 11-12 | 2011-09-01 | 2019-09-01 |  | University Funded | University Funded |  |  | Hardware and software to establish the podcasting infrastructure | Hardware and software to establish the podcasting infrastructure | Kilburn Data Centre | Kilburn Building | Stuart Phillipson |  | 1 Good |  |  | 0 | FLS | Life Sciences | 843894 |  | 6a3 | 6. Infrastructure | A. IT | 3. Workstation | y | yes | 2016-07-01 | Confirmed by signed verification form | as per FY1516 YrEnd Verification & Impairments Exercise in Jul'16 | FB00147 | FB00147 | 9047 | LA00642 | 6527 | 9049 | 00 | 9787.45 | 6015.2036 | 3772.2464 | 0 | 101.9526 | 9787.45 | [12 empty] | 9787.45 | 5913.251 |  | 101.9526 | [23 empty] | 6015.2036 | 96 | 8 | Computer software |  | N |  | N |  | N |  | N |  | Y
E00811 | 12-13 | 2011-09-01 | 2013-04-01 |  | University Funded | University Funded |  |  | Hardware and software to establish the podcasting infrastructure | Hardware and software to establish the podcasting infrastructure | Kilburn Data Centre | Kilburn Building | Stuart Phillipson |  | 1 Good |  |  | 0 | FLS | Life Sciences | 843894 |  | 6a3 | 6. Infrastructure | A. IT | 3. Workstation | y | yes | 2016-07-01 | Confirmed by signed verification form | as per FY1516 YrEnd Verification & Impairments Exercise in Jul'16 | FB00147 | FB00147 | 9047 | LA00642 | 6527 | 9049 | 00 | -3738 | -3738 | 0 | 0 | 0 | -3738 | [12 empty] | -3738 | -3738 |  | 0 | [23 empty] | -3738 | 19 | 2 | Does not match Policy. Check | Prior to FY1516 & with zero NBV | N |  | N |  | N |  | N |  | Y |  |  | 10.09.15: 'End of UEL Date' is amended to agree to the specific adjustment-credit note posted in Apr'13, which result to Zero NBV. (instructed by Sasha Windelinckx via email 09.09.10)
E00817 | 10-11 | 2013-08-01 | 2021-08-01 |  | University Funded | University Funded | Dell hardware, MS licences |  | Sharepoint Implimentation | Hardware & Software to implement Microsoft SharePoint | Kilburn Bldg & Reynolds House (campus wide access for staff (academic and PSS)) | Kilburn Building | Stuart Barker |  | 1 Good | 1 State of art | 1 Dedicated to particular experiment | 0 | PSS | ITS | 857668 | [5 empty] | y | yes | 2016-07-01 | Confirmed by signed verification form | as per FY1516 YrEnd Verification & Impairments Exercise in Jul'16 | LA00547 | LA00547 | 9047 | LA00642 | 6527 | 9049 | 00 | 655679.62 | 245879.8575 | 409799.7625 | 0 | 6829.996 | 655679.62 | [12 empty] | 655679.62 | 239049.8615 |  | 6829.996 | [23 empty] | 245879.8575 | 96 | 8 | Computer software |  | N |  | N |  | N |  | N |  | Y |  |  | 21.01.16: consolidated multiple lines to one as per the exercise of FAR Cleanse
E00866 | 12-13 | 2012-11-01 | 2017-10-01 |  | University Funded | University Funded |  |  | E25K Project (Sun T4-1 servers x 3; T4-2 servers x 4; Racks x 2; Associated Software & Support; Consultancy costs) | E25K Project | Kilburn & Reynolds House Data centres |  | Steve Paton |  | 1 Good | 1 State of art | 3 Research and Teaching | 0.2 | PSS | ITS | 951703/various | [5 empty] | y | yes | 2016-07-01 | Confirmed by signed verification form | as per FY1516 YrEnd Verification & Impairments Exercise in Jul'16 | LA00604 | LA00604 | 9047 | LA00642 | 6527 | 9049 | 00 | 545609.85 | 416143.1059 | 129466.7441 | 0 | 9247.6246 | 545609.85 | [12 empty] | 545609.85 | 406895.4814 |  | 9247.6246 | [23 empty] | 416143.1059 | 59 | 5 | Mainframe computers & propriety software |  | N |  | N |  | N |  | N |  | Y |  |  | 1)Commission date re-confirmed by JB so amended on 06.08.15, 2) Consolidated 2 lines to 1 line, i.e. costs & depn added together for op.bal to Dec15. 20.01.16
E00913 | 12-13 | 2013-06-01 | 2017-06-01 |  | University Funded | University Funded | Laser 2000 (software from BitPlane) | Pannoramic 250 | Fluorescence Slide Scanner (incl. IMARIS image analysis software) | Fluorescence Slide Scanning Microscope | Smith B.1065 | Michael Smith Building | Bioimaging Facility Staff | Peter March and Christoph Ballestrem | 1 Good | 1 State of art | 2 General purpose research | 0.5 | FLS | Life Sciences | 1109685 & 1109734 | Bioimaging Facility https://www.intranet.ls.manchester.ac.uk/facilities/research/bioimaging/default.aspx | 3D7 | 3. Materials Characterisation | D. Optical Microscopy | 7. Fluorescence | y | yes | 2016-07-01 | Confirmed by signed verification form | as per FY1516 YrEnd Verification & Impairments Exercise in Jul'16 | AA00010 | AA00010 | 9047 | AA00158 | 6527 | 9049 | 00 | 70099.86 | 55495.7225 | 14604.1375 | 0 | 1460.4137 | 70099.86 | [12 empty] | 70099.86 | 54035.3087 |  | 1460.4137 | [23 empty] | 55495.7225 | 48 | 4 | Motor vehicles and other general equipment |  | N |  | N |  | N |  | N |  | Y
E00917 | 12-13 | 2013-11-01 | 2021-11-01 |  | University Funded | University Funded |  |  | IT MOBILE PROJECT | IT MOBILE PROJECT | [8 empty] | PSS | ITS | 1127474/1131029/1131076 | [5 empty] | y | yes | 2016-07-01 | Confirmed by signed verification form | as per FY1516 YrEnd Verification & Impairments Exercise in Jul'16 | LA00620 | LA00620 | 9047 | LA00642 | 6527 | 9049 | 00 | 90719.12 | 31184.6975 | 59534.4225 | 0 | 944.9908 | 90719.12 | [12 empty] | 90719.12 | 30239.7067 |  | 944.9908 | [23 empty] | 31184.6975 | 96 | 8 | Computer software |  | N |  | N |  | N |  | N |  | Y |  |  | 21.01.16: consolidated multiple lines to one as per the exercise of FAR Cleanse
E00943 | 13-14 | 2014-03-01 | 2022-03-01 |  | University Funded | University Funded |  |  | Reliasoft Reliability Software Upgrade | Reliasoft Reliability Software Upgrade |  |  | Morray Kidd | Morray Kidd | 1 Good | 2 Good | 3 Research and Teaching |  | EPS | MACE | 1184280 |  | 6A8 | 6. Infrastructure | A. IT | 8. Distributed System | y | yes | 2016-07-01 | Confirmed by signed verification form | as per FY1516 YrEnd Verification & Impairments Exercise in Jul'16 | AA01508 | AA01508 | 9047 | AA01508 | 6527 | 9049 | 00 | 96000 | 29000 | 67000 | 0 | 1000 | 96000 | [12 empty] | 96000 | 28000 |  | 1000 | [23 empty] | 29000 | 96 | 8 | Computer software |  | N |  | N |  | N |  | N |  | Y
E00961 | 14-15 | 2014-07-01 | 2017-07-01 |  | University Funded | University Funded | Microsoft | N/A | CRM Applications Strategy - software | CRM Capital Increase | Virtual Asset - deeemed located with ITSD in Kilburn Building | Kilburn Building | Stuart Barker | n/a | 1 Good | 1 State of art | 2 General purpose research | 0 | PSS | ITS | 1412394 | no | 6A5 | 6. Infrastructure | A. IT | 5. Data Management | y | yes | 2016-07-01 | Confirmed by signed verification form | as per FY1516 YrEnd Verification & Impairments Exercise in Jul'16 | LA00662 | LA00662 | 9047 | LA00642 | 6527 | 9049 | 00 | 888751.65 | 617188.6458 | 271563.0042 | 0 | 386539.1392 | 888751.65 | [12 empty] | 888751.65 | 230649.5067 |  | 386539.1392 | [23 empty] | 617188.6458 | 36 | 3 | Equipment acquired for specific research projects |  | N |  | N |  | N |  | N |  | Y |  | 0 | Jun'15 was only updated in Jul'15 due to new IE code not included from the capital transaction report. 24.02.16: UEL amended to 3 years as agreed with ITS.
E00977 | 13-14 | 2014-10-01 | 2017-10-01 |  | University Funded | University Funded | Terra Dotta | n/a | STUDENT PLACEMENT MANAGEMENT SYSTEM - software related | Terra Dotta Placement System | Virtual Asset - deeemed located with ITSD in Kilburn Building | Kilburn Building | Stuart Barker |  | 1 Good | 1 State of art | 1 Dedicated to particular experiment | 0 | PSS | ITS | Jnl#330952 | no | 6A5 | 6. Infrastructure | A. IT | 5. Data Management | y | yes | 2016-07-01 | Confirmed by signed verification form | as per FY1516 YrEnd Verification & Impairments Exercise in Jul'16 | LA00645 | LA00645 | 9047 | LA00642 | 6527 | 9049 | 00 | 18644 | 11393.5556 | 7250.4444 | 0 | 517.8889 | 18644 | [12 empty] | 18644 | 10875.6667 |  | 517.8889 | [23 empty] | 11393.5556 | 36 | 3 | Equipment acquired for specific research projects |  | N |  | N |  | N |  | N |  | Y |  | 1 | UEL amended to 3 years as agreed. 07.08.15
E00978 | 13-14 | 2015-01-01 | 2018-01-01 |  | University Funded | University Funded |  |  | DDAR UPGRADE PROJECT (RAZORS EDGE) | Raisers Edge System | Virtual Asset - deeemed located with ITSD in Kilburn Building | Kilburn Building | Shaz Ashraf |  | 1 Good | 1 State of art | 1 Dedicated to particular experiment | 0 | PSS | ITS | 1224185 | no | 6A5 | 6. Infrastructure | A. IT | 5. Data Management | y | yes | 2016-07-01 | Confirmed by signed verification form | as per FY1516 YrEnd Verification & Impairments Exercise in Jul'16 | LA00665 | LA00665 | 9047 | LA00642 | 6527 | 9049 | 00 | 191248.21 | 100936.5553 | 90311.6547 | 0 | 5312.4503 | 191248.21 | [12 empty] | 191248.21 | 95624.105 |  | 5312.4503 | [23 empty] | 100936.5553 | 36 | 3 | Equipment acquired for specific research projects |  | N |  | N |  | N |  | N |  | Y |  | 3 | UEL amended to 3 years as agreed. 07.08.15
E01045 | 14-15 | 2015-07-01 | 2018-07-01 |  | University Funded | University Funded | GenoLogics | n/a | Clarity LIMS perpetual Licenses | Clarity LIMS perpetual Licenses | n/a | n/a | James O'Sullivan | Bill Newman | 1 Good | 1 State of art | 2. General purpose research | 0 | MHS | Institute of Human Development | Jnl#340186 (PO1286695) | No | 6A5 | 6. Infrastructure | A. IT | 5. Data Management | y | yes | 2016-07-01 | Confirmed by signed verification form | as per FY1516 YrEnd Verification & Impairments Exercise in Jul'16 | AA12540 | AA12540 | 9047 | AA12540 | 6527 | 9049 | 00 | 85050 | 30712.5 | 54337.5 | 0 | 2362.5 | 85050 | [12 empty] | 85050 | 28350 |  | 2362.5 | [23 empty] | 30712.5 | 36 | 3 | Equipment acquired for specific research projects |  | N |  | N |  | N |  | N |  | Y |  | 0 | UEL amended to 3 years as agreed. 07.08.15
E01055 | 14-15 | 2014-12-01 | 2017-12-01 |  | University Funded | University Funded | ELSEVIER B.V. | N/A | Pure Software One Off License Fee | Pure Software One Off License Fee | [8 empty] | PSS | RBESS | 1345712 | [5 empty] | y | yes | 2016-07-01 | Confirmed by signed verification form | as per FY1516 YrEnd Verification & Impairments Exercise in Jul'16 | LA00663 | LA00663 | 9047 | LA00642 | 6527 | 9049 | 00 | 220034.4 | 122241.3333 | 97793.0667 | 0 | 6112.0667 | 220034.4 | [12 empty] | 220034.4 | 116129.2667 |  | 6112.0667 | [23 empty] | 122241.3333 | 36 | 3 | Equipment acquired for specific research projects |  | N |  | N |  | N |  | N |  | Y |  | 11 | UEL amended to 3 years as agreed. 07.08.15
E01089a | 15-16 | 2015-09-01 | 2018-09-01 |  | University Funded | University Funded | Virtusales | N/A | a)Bibliolive database - Part 1 | Bibliolive database | On the cloud | On the cloud | John Normansell | John Normansell | N/A | N/A | N/A | N/A | Library and Cultural Institutions | MUP | 1396957/1430241/1430245/1431436/1428415 (jnl#368214) | N/A | N/A | N/A | N/A | N/A | y | yes | 2016-07-01 | Confirmed by signed verification form | as per FY1516 YrEnd Verification & Impairments Exercise in Jul'16 | MH00111 | MH00111 | 9047 | MH00111 | 6527 | 9049 | 00 | 82230.33 | 25125.9342 | 57104.3958 | 0 | 2284.1758 | 82230.33 | [12 empty] | 82230.33 | 22841.7583 |  | 2284.1758 | [23 empty] | 25125.9342 | 36 | 3 | Equipment acquired for specific research projects |  | N |  | N |  | N |  | N |  | Y |  | 0 | 1)UEL amended as per confirmation from Sarah Roper on 05.10.15. 2) UEL re-amended to 3 years as per Sarah Roper email on 21.10.15.
E01089b | 15-16 | 2016-06-30 | 2019-06-30 |  | University Funded | University Funded | Virtusales | N/A | b)Bibliolive database - Part 2 | Bibliolive database | On the cloud | On the cloud | John Normansell | John Normansell | N/A | N/A | N/A | N/A | Library and Cultural Institutions | MUP | 1428415 | N/A | N/A | N/A | N/A | N/A | y | yes | 2016-07-01 | Confirmed by signed verification form | as per FY1516 YrEnd Verification & Impairments Exercise in Jul'16 | MH00837 | MH00837 | 9047 | MH00837 | 6527 | 9049 | 00 | 75656.69 | 4203.1494 | 71453.5406 | 0 | 2101.5747 | 75656.69 | [12 empty] | 75656.69 | 2101.5747 |  | 2101.5747 | [23 empty] | 4203.1494 | 36 | 3 | Equipment acquired for specific research projects |  | N |  | N |  | N |  | N |  | Y |  | 0
E01092 | 15-16 | 2015-08-15 | 2018-08-01 |  | University Funded | University Funded | EMC VMWare | n/a | VM-ware NSX vCloud Suite advanced software (Phoenix) | NSX Vcloud Suite | Reynolds House/Joules House | Reynolds House/Joules House | Steve Paton | n/a | 1 Good | 1. State of the art | n/a | n/a | PSS | ITS | 1410884 | no | 6. Infrastructure | n/a | n/a | n/a | y | yes | 2016-07-01 | Confirmed by signed verification form | as per FY1516 YrEnd Verification & Impairments Exercise in Jul'16 | KC00151 | KC00151 | 9047 | LA00642 | 6527 | 9049 | 00 | 384041 | 128013.6667 | 256027.3333 | 0 | 10667.8056 | 384041 | [12 empty] | 384041 | 117345.8611 |  | 10667.8056 | [23 empty] | 128013.6667 | 36 | 3 | Equipment acquired for specific research projects |  | N |  | N |  | N |  | N |  | Y |  | 0 | 13.05.16: depn chg code amended to central depn code LA00642 as instructed by N.Swithenbank
E01110 | 15-16 | 2016-02-26 | 2019-02-01 |  | University Funded | University Funded | Philips Healthcare |  | Software upgrade of 3 MR scanners | Software upgrade of 3 MR scanners to maintain research MR capabilities | n/a - software | n/a - software | Stephen Williams | Barry Whitnall / Amy Watkins | 1 Good | 1 State of art | 2 General purpose research | 0 | MHS | Institute of Population Health Administration | 1492040 | MHS Imaging Facility |  |  |  |  | y | yes | 2016-07-01 | Confirmed by signed verification form | as per FY1516 YrEnd Verification & Impairments Exercise in Jul'16 | AA03908 | AA03908 | 9047 | AA03908 | 6527 | 9049 | 00 | 78000 | 13000 | 65000 | 0 | 2166.6667 | 78000 | [12 empty] | 78000 | 10833.3333 |  | 2166.6667 | [23 empty] | 13000 | 35 | 3 | Equipment acquired for specific research projects |  | N |  | N |  | N |  | N |  | Y |  | 5
I00001 | 15-16 | 2016-07-01 | 2019-07-01 |  | University Funded | University Funded | Preservica | Enterprise Edition | Front End Digital Object Management System | It meets the back-end solution requirements around managing digital objects (DOM) and associated metadata (replacing eScholar and file shares) and digital preservation. | Main Library | Main Library | Andy Land | n/a | 1 Good | 1 State of art | 3 Research and Teaching | J 10% | Library and Cultural Institutions | The Univeristy of Manchester Library | 1586908 | No | 6A5 | 6. Infrastructure | A. IT | 5. Data Management | y | yes | 2016-07-01 | Confirmed by signed verification form | as per FY1516 YrEnd Verification & Impairments Exercise in Jul'16 | KB00163 | KB00163 | 9047 | KB00163 | 6527 | 9049 | 00 | 84000 | 2333.3333 | 81666.6667 | 0 | 2333.3333 | 84000 | [12 empty] | 84000 | 0 |  | 2333.3333 | [23 empty] | 2333.3333 | 36 | 3 | Equipment acquired for specific research projects |  | N |  | N |  | N |  | N |  | Y |  | 0
R0943 | 13-14 | 2014-04-01 | 2018-02-01 |  | Research | Research | Philips Medical Systems |  | Pos. 1 13C1H volume head coil for Philips Achieva, software version R3.2 | RF Coil for performing 13C MRS measurements in human brain | MR Imaging Suite; NIHR/WT CRF; Grafton St |  | Steve Williams | Steve Williams | 1 Good | 1 State of art | 1 Dedicated to particular experiment | 0.8 | MHS | Institute of Brain Behaviour & Mental Health | 1168885 | MRIF http://www.population-health.manchester.ac.uk/imagingfacilities/imagingresearch2/ | 3C1 | 3. Materials Characterisation | C. Imaging | 1. Magnetic Resonance | Y | yes | 2016-07-01 | Confirmed by signed verification form | as per FY1516 YrEnd Verification & Impairments Exercise in Jul'16 | R116357 | R116357 | 9047 | R116357 | 6527 | 9049 | 01 | 32473.07 | 19766.2165 | 12706.8535 | 0 | 705.9363 | 32473.07 | [12 empty] | 32473.07 | 19060.2802 |  | 705.9363 | [23 empty] | 19766.2165 | 46 | 4 | Motor vehicles and other general equipment |  | N |  | N |  | N |  | N |  | Y |  | 2
Monthly Totals: | [38 empty] | 4204835.11 | 2339211.3977 | 1865623.7123 | -33996 | 412948.2221 | 4238831.11 | -33996 | 0 | 0 | 0 | 0 | 0 | 0 | 0 | 0 | 0 | 0 | 0 | 4204835.11 | 1926263.1756 | 0 | 446944.2221 | -33996 | 0 | 0 | 0 | 0 | 0 | 0 | 0 | 0 | 0 | 0 | 0 | 0 | 0 | 0 | 0 | 0 | 0 | 0 | 0 | 0 | 0 | 0 | 2339211.3977
Depreciation Monthly Totals: | [57 empty] | 1926263.1756 |  | 412948.2221 |  | 0 |  | 0 |  | 0 |  | 0 |  | 0 |  | 0 |  | 0 |  | 0 |  | 0 |  | 0 |  | 0
Year To Date: | [43 empty] | 4238831.11 | 4204835.11 | 4204835.11 | 4204835.11 | 4204835.11 | 4204835.11 | 4204835.11 | 4204835.11 | 4204835.11 | 4204835.11 | 4204835.11 | 4204835.11 | 4204835.11 |  | 1926263.1756 |  | 2339211.3977 |  | 2339211.3977 |  | 2339211.3977 |  | 2339211.3977 |  | 2339211.3977 |  | 2339211.3977 |  | 2339211.3977 |  | 2339211.3977 |  | 2339211.3977 |  | 2339211.3977 |  | 2339211.3977 |  | 2339211.3977
[45 empty] | 2016-08-01: Per financial statements |  |  | Per financial statements
[44 empty] | 4238831.21 | 2016-08-01: Per TB 1617-OBL |  | 1926263.4 | Per TB 1617-OBL
[45 empty] | 2016-08-01: Check to FS |  |  | Check to FS
[44 empty] | 0.1 | 2016-08-01: Check to TB |  | 0.22436 | Check to TB
Note on C3: Thomas Astell: Depreciation start date. Should always be the first of the month
Note on D3: Thomas Astell: Depreciation End Date. UPDATED BY TA 26th March 15)
Note on H3: Mandy Ho: 17.02.16: Updated as per N8 details per FAR(Nov15)
Note on I3: Mandy Ho: 17.02.16: Updated as per N8 details per FAR(Nov15)
Note on K3: Mandy Ho: 17.02.16: Updated as per N8 details per FAR(Nov15)
Note on L3: Mandy Ho: 17.02.16: Updated as per N8 details per FAR(Nov15)
Note on M3: Mandy Ho: 17.02.16: Updated as per N8 details per FAR(Nov15)
Note on N3: Mandy Ho: 17.02.16: Updated as per N8 details per FAR(Nov15)
Note on O3: Mandy Ho: 17.02.16: Updated as per N8 details per FAR(Nov15)
Note on P3: Mandy Ho: 17.02.16: Updated as per N8 details per FAR(Nov15)
Note on Q3: Mandy Ho: 17.02.16: Updated as per N8 details per FAR(Nov15)
Note on R3: Mandy Ho: 17.02.16: Updated as per N8 details per FAR(Nov15)
Note on S3: Mandy Ho: 17.02.16: Updated as per N8 details per FAR(Nov15)
Note on W3: Mandy Ho: 17.02.16: Updated as per N8 details per FAR(Nov15)
Note on X3: Mandy Ho: 17.02.16: Updated as per N8 details per FAR(Nov15)
Note on Y3: Mandy Ho: 17.02.16: Updated as per N8 details per FAR(Nov15)
Note on Z3: Mandy Ho: 17.02.16: Updated as per N8 details per FAR(Nov15)
Note on AA3: Mandy Ho: 17.02.16: Updated as per N8 details per FAR(Nov15)
Note on N11: mbrxsmh3: Project manager
Note on N12: mbrxsmh3: Project manager
Note on N13: mbrxsmh3: Project manager
Note on A15: Mandy Ho: Lased project
Note on D15: Mandy Ho: as confirmed by Jo Bird via email 18.06.15
Note on C18: Mandy Ho: amended on 23.03.15 as per Mike Hoare email 20.03.15
Note on AB18: Mandy Ho: attached with requisition
Note on C23: Mandy Ho: confirmed by Sandra Palmer vie email on16.06.15
Note on D29: Mandy Ho: UEL is set as per the expected end date; 02.02.2018.